## Total Energy
ECM Name | Results Scenario | Climate Zones | Building Classes | End Uses | IRR (%),2050 | Payback (years),2050 | CCE ($/MMBtu saved),2050 | CCC ($/tCO2 avoided),2050 | 2025 (TWh) | 2026 (TWh) | 2027 (TWh) | 2028 (TWh) | 2029 (TWh) | 2030 (TWh) | 2031 (TWh) | 2032 (TWh) | 2033 (TWh) | 2034 (TWh) | 2035 (TWh) | 2036 (TWh) | 2037 (TWh) | 2038 (TWh) | 2039 (TWh) | 2040 (TWh) | 2041 (TWh) | 2042 (TWh) | 2043 (TWh) | 2044 (TWh) | 2045 (TWh) | 2046 (TWh) | 2047 (TWh) | 2048 (TWh) | 2049 (TWh) | 2050 (TWh)
All ECMs | Baseline competed | [7 empty] | 6648.6707 | 6656.6059 | 6655.2351 | 6647.6093 | 6638.2861 | 6618.1925 | 6642.147 | 6680.4525 | 6706.739 | 6743.506 | 6778.6087 | 6815.0782 | 6838.3885 | 6848.3363 | 6855.6903 | 6871.3077 | 6894.9259 | 6932.3249 | 6968.6934 | 7010.1993 | 7056.0544 | 7091.0274 | 7132.7403 | 7178.4468 | 7220.5883 | 7268.5741
All ECMs | Efficient competed | [7 empty] | 6526.2228 | 6415.5091 | 6299.4666 | 6181.0399 | 6065.4379 | 5888.5975 | 5765.8188 | 5669.9088 | 5576.7043 | 5498.7186 | 5425.7915 | 5358.7092 | 5291.924 | 5238.2164 | 5187.8291 | 5151.9003 | 5126.7943 | 5118.6573 | 5113.1931 | 5113.9481 | 5120.2559 | 5121.5402 | 5129.8495 | 5142.62 | 5153.3869 | 5164.3736
All ECMs | Baseline competed - efficient competed | All | All | All |  |  |  |  | 122.4479 | 241.0967 | 355.7685 | 466.5694 | 572.8482 | 729.595 | 876.3282 | 1010.5438 | 1130.0346 | 1244.7873 | 1352.8172 | 1456.369 | 1546.4645 | 1610.12 | 1667.8612 | 1719.4074 | 1768.1316 | 1813.6676 | 1855.5003 | 1896.2512 | 1935.7986 | 1969.4871 | 2002.8908 | 2035.8268 | 2067.2015 | 2104.2005
All ECMs | Baseline competed - efficient competed | Northwest | All | All |  |  |  |  | 6.6634 | 13.2052 | 19.4753 | 25.4386 | 31.1265 | 38.005 | 44.3465 | 50.1062 | 55.294 | 60.2203 | 64.7569 | 69.0438 | 71.8148 | 73.7477 | 75.3473 | 76.7869 | 78.0743 | 79.2125 | 80.1218 | 80.8822 | 81.4457 | 81.4096 | 81.5269 | 81.6646 | 81.8281 | 82.0093
All ECMs | Baseline competed - efficient competed | Great Basin | All | All |  |  |  |  | 2.9069 | 5.7299 | 8.4589 | 11.1 | 13.639 | 17.0442 | 20.2604 | 23.2336 | 26.0023 | 28.6658 | 31.186 | 33.6481 | 35.81 | 37.4835 | 39.0518 | 40.4658 | 41.8288 | 43.124 | 44.3894 | 45.6507 | 46.8184 | 47.9117 | 48.9494 | 49.9641 | 50.9354 | 51.9336
All ECMs | Baseline competed - efficient competed | California | All | All |  |  |  |  | 7.7263 | 15.3489 | 22.7619 | 29.9529 | 36.8588 | 47.174 | 56.7031 | 65.1853 | 72.543 | 79.5349 | 85.9917 | 92.3683 | 97.9028 | 102.2078 | 105.9907 | 109.3243 | 112.3969 | 115.0791 | 117.5046 | 119.7812 | 121.969 | 123.2904 | 124.8244 | 126.4371 | 128.2148 | 130.5891
All ECMs | Baseline competed - efficient competed | Rocky Mountains | All | All |  |  |  |  | 2.5721 | 5.0681 | 7.4792 | 9.8084 | 12.0448 | 14.7221 | 17.2464 | 19.5829 | 21.7907 | 23.911 | 25.9173 | 27.8613 | 29.5252 | 30.7358 | 31.8464 | 32.8402 | 33.7874 | 34.6853 | 35.5581 | 36.4237 | 37.201 | 37.9369 | 38.6147 | 39.2628 | 39.8818 | 40.4811
All ECMs | Baseline competed - efficient competed | Upper Midwest | All | All |  |  |  |  | 12.4528 | 24.5588 | 36.3115 | 47.6975 | 58.6628 | 72.7732 | 86.0706 | 98.3642 | 109.5071 | 120.2339 | 130.3183 | 139.9136 | 148.7426 | 154.4263 | 159.4391 | 163.4159 | 167.1852 | 170.8471 | 174.3234 | 177.6849 | 180.9725 | 183.6978 | 186.2093 | 188.6729 | 191.0789 | 193.5297
All ECMs | Baseline competed - efficient competed | Lower Midwest | All | All |  |  |  |  | 5.9484 | 11.7109 | 17.3046 | 22.7335 | 27.9476 | 35.9517 | 43.4324 | 50.3739 | 56.5199 | 62.4102 | 67.9291 | 73.2611 | 78.1357 | 81.627 | 84.7964 | 87.6136 | 90.2653 | 92.7838 | 95.1442 | 97.4486 | 99.8183 | 101.9503 | 104.0064 | 105.997 | 107.8044 | 109.9245
All ECMs | Baseline competed - efficient competed | Lakes/Mid-Atl. | All | All |  |  |  |  | 26.5899 | 52.3166 | 77.1861 | 101.2396 | 124.31 | 153.7303 | 181.3029 | 206.4652 | 229.2363 | 251.0782 | 271.6111 | 291.3601 | 309.2163 | 321.2851 | 332.1219 | 341.1571 | 349.6661 | 357.4583 | 364.4625 | 371.326 | 377.938 | 383.5215 | 388.607 | 393.6807 | 398.4558 | 403.8006
All ECMs | Baseline competed - efficient competed | Texas | All | All |  |  |  |  | 9.7127 | 19.1369 | 28.3104 | 37.2457 | 45.8312 | 60.6133 | 74.4281 | 87.2615 | 98.4441 | 109.185 | 119.232 | 128.9931 | 137.9756 | 144.5037 | 150.6882 | 156.3633 | 161.5995 | 166.3125 | 170.6855 | 174.9742 | 179.5299 | 183.8634 | 188.1509 | 192.2662 | 195.8293 | 200.5426
All ECMs | Baseline competed - efficient competed | Southwest | All | All |  |  |  |  | 2.5812 | 5.0849 | 7.5041 | 9.8458 | 12.0887 | 16.4437 | 20.5882 | 24.4393 | 27.8787 | 31.2565 | 34.4809 | 37.6389 | 40.3919 | 42.6623 | 44.7942 | 46.8861 | 48.9362 | 50.9539 | 52.9131 | 54.9099 | 56.8357 | 58.5085 | 60.3198 | 62.1329 | 63.8651 | 65.7311
All ECMs | Baseline competed - efficient competed | Southeast | All | All |  |  |  |  | 33.6427 | 66.1521 | 97.5617 | 127.8952 | 157.0274 | 208.2328 | 256.2281 | 299.962 | 337.7818 | 374.1627 | 408.5007 | 440.9369 | 468.0163 | 486.5337 | 503.6453 | 520.1802 | 536.0528 | 551.243 | 565.1817 | 578.6758 | 591.6062 | 602.8574 | 614.375 | 625.7742 | 636.7537 | 650.4785
All ECMs | Baseline competed - efficient competed | Northeast | All | All |  |  |  |  | 11.6514 | 22.7845 | 33.4149 | 43.6122 | 53.3114 | 64.9044 | 75.7216 | 85.5696 | 95.0368 | 104.1287 | 112.8933 | 121.3438 | 128.9332 | 134.9071 | 140.1397 | 144.374 | 148.3391 | 151.9679 | 155.2158 | 158.494 | 161.6638 | 164.5396 | 167.3071 | 169.9743 | 172.5542 | 175.1804
All ECMs | Baseline competed - efficient competed | All | Residential (New) | All |  |  |  |  | 15.1516 | 29.8281 | 44.0921 | 57.9269 | 71.1957 | 89.1649 | 106.6973 | 124.1024 | 141.33 | 158.1921 | 174.736 | 191.2573 | 207.3499 | 223.1576 | 238.6343 | 254.4896 | 270.6129 | 287.1377 | 303.6982 | 320.3166 | 337.0082 | 353.1016 | 369.6618 | 386.1523 | 402.1992 | 418.3493
All ECMs | Baseline competed - efficient competed | All | Residential (Existing) | All |  |  |  |  | 77.9427 | 153.561 | 226.5321 | 296.5188 | 363.0909 | 455.5733 | 542.9031 | 625.0563 | 702.1123 | 777.2473 | 849.5587 | 916.5669 | 970.8706 | 1001.3328 | 1027.9389 | 1051.8193 | 1074.0954 | 1096.0536 | 1115.9084 | 1134.7556 | 1152.3154 | 1164.8104 | 1176.1895 | 1186.7521 | 1196.1403 | 1205.3483
All ECMs | Baseline competed - efficient competed | All | Commercial (New) | All |  |  |  |  | 9.1653 | 17.8979 | 26.3229 | 34.9505 | 43.7223 | 57.8591 | 72.0862 | 86.005 | 99.077 | 111.5022 | 123.7324 | 135.2273 | 145.9256 | 155.7796 | 165.1345 | 173.7942 | 182.3534 | 190.8902 | 199.2929 | 207.6552 | 215.9054 | 224.1387 | 232.5965 | 241.2398 | 250.0119 | 262.0963
All ECMs | Baseline competed - efficient competed | All | Commercial (Existing) | All |  |  |  |  | 20.1882 | 39.8098 | 58.8215 | 77.1732 | 94.8393 | 126.9977 | 154.6416 | 175.3801 | 187.5153 | 197.8458 | 204.7902 | 213.3174 | 222.3183 | 229.8499 | 236.1535 | 239.3044 | 241.07 | 239.5861 | 236.6007 | 233.5238 | 230.5695 | 227.4364 | 224.443 | 221.6826 | 218.85 | 218.4066
All ECMs | Baseline competed - efficient competed | All | All | Heating (Equip.) |  |  |  |  | 53.9133 | 105.9593 | 155.9964 | 204.1705 | 250.1983 | 309.4412 | 364.3359 | 415.3581 | 461.626 | 504.3375 | 543.7189 | 580.3174 | 613.67 | 643.0416 | 669.6964 | 690.8324 | 710.1358 | 727.9366 | 743.9394 | 758.6807 | 771.8724 | 781.1447 | 789.0431 | 796.5039 | 803.0636 | 808.9406
All ECMs | Baseline competed - efficient competed | All | All | Cooling (Equip.) |  |  |  |  | 2.3564 | 4.7088 | 7.0577 | 9.3988 | 11.7296 | 46.3986 | 79.7684 | 112.1029 | 141.8006 | 170.5365 | 198.1326 | 224.8739 | 250.3055 | 274.1677 | 297.028 | 319.9457 | 341.5796 | 362.2357 | 381.6135 | 400.9533 | 420.3813 | 438.8424 | 458.1466 | 477.2486 | 495.7553 | 520.3974
All ECMs | Baseline competed - efficient competed | All | All | Heating (Env.) |  |  |  |  | 0 | 0 | 0 | 0 | 0 | 0 | 0 | 0 | 0 | 0 | 0 | 0 | 0 | 0 | 0 | 0 | 0 | 0 | 0 | 0 | 0 | 0 | 0 | 0 | 0 | 0
All ECMs | Baseline competed - efficient competed | All | All | Cooling (Env.) |  |  |  |  | 0 | 0 | 0 | 0 | 0 | 0 | 0 | 0 | 0 | 0 | 0 | 0 | 0 | 0 | 0 | 0 | 0 | 0 | 0 | 0 | 0 | 0 | 0 | 0 | 0 | 0
All ECMs | Baseline competed - efficient competed | All | All | Ventilation |  |  |  |  | 0.00068843 | 0.0013296 | 0.0019246 | 0.0024837 | 0.0030109 | 0.33216 | 0.62773 | 0.89164 | 1.1198 | 1.3217 | 1.4965 | 1.649 | 1.7767 | 1.8805 | 1.9663 | 1.9165 | 1.8728 | 1.8362 | 1.8001 | 1.7611 | 1.7132 | 1.6656 | 1.6235 | 1.584 | 1.546 | 1.5121
All ECMs | Baseline competed - efficient competed | All | All | Lighting |  |  |  |  | 17.6295 | 34.6915 | 51.123 | 67.029 | 82.5997 | 100.5029 | 115.7677 | 125.1529 | 127.3009 | 129.983 | 131.6219 | 134.0306 | 136.7927 | 139.5491 | 141.937 | 143.7718 | 145.9417 | 147.4359 | 148.615 | 150.1293 | 151.9793 | 153.2465 | 154.3907 | 155.5582 | 156.661 | 157.1168
All ECMs | Baseline competed - efficient competed | All | All | Water Heating |  |  |  |  | 42.216 | 83.4819 | 123.7522 | 162.8778 | 200.8603 | 244.006 | 285.4823 | 325.7412 | 365.3129 | 404.1754 | 441.691 | 476.6423 | 501.9271 | 507.1869 | 511.0291 | 515.0739 | 519.3025 | 524.1227 | 528.6506 | 533.2234 | 537.7086 | 541.2927 | 545.3299 | 549.5927 | 553.7463 | 558.7171
All ECMs | Baseline competed - efficient competed | All | All | Refrigeration |  |  |  |  | 0.96466 | 1.8908 | 2.7809 | 3.6363 | 4.4655 | 6.6742 | 8.8002 | 10.8705 | 12.8854 | 14.9059 | 16.9125 | 18.8751 | 20.7577 | 22.3032 | 23.6327 | 24.8153 | 25.8298 | 26.4575 | 26.8923 | 27.2204 | 27.5686 | 27.8419 | 28.1337 | 28.4277 | 28.6849 | 28.9474
All ECMs | Baseline competed - efficient competed | All | All | Cooking |  |  |  |  | -2.5175 | -4.9141 | -7.1148 | -9.0936 | -10.9294 | -12.7531 | -14.8366 | -17.2198 | -19.1958 | -21.5112 | -23.5308 | -23.5578 | -23.0008 | -22.3848 | -21.7253 | -21.3105 | -21.0879 | -21.2843 | -21.3231 | -21.4811 | -21.7162 | -21.3238 | -21.1451 | -21.0969 | -20.9091 | -20.812
All ECMs | Baseline competed - efficient competed | All | All | Computers and Electronics |  |  |  |  | 5.2003 | 9.9542 | 14.2624 | 18.1188 | 21.0253 | 19.5674 | 18.379 | 16.9822 | 15.9111 | 15.0602 | 14.2275 | 13.4408 | 12.66 | 11.897 | 11.1789 | 10.5322 | 9.9457 | 9.4294 | 8.9423 | 8.4989 | 8.1001 | 7.7359 | 7.423 | 7.1481 | 6.9007 | 6.6773
All ECMs | Baseline competed - efficient competed | All | All | Other |  |  |  |  | 2.6846 | 5.3231 | 7.9088 | 10.4293 | 12.896 | 15.4257 | 18.0037 | 20.664 | 23.2737 | 25.9784 | 28.547 | 30.0977 | 31.5755 | 32.4788 | 33.118 | 33.8302 | 34.6116 | 35.4979 | 36.3701 | 37.2651 | 38.1914 | 39.0412 | 39.9454 | 40.8606 | 41.7528 | 42.7037
90.1 Com. N-Elec. Env. | Baseline uncompeted | Northwest, Great Basin, California, Rocky Mountains, Upper Midwest, Lower Midwest, Lakes/Mid-Atl., Texas, Southwest, Southeast, Northeast | Commercial (New), Commercial (Existing) | Heating (Equip.) | 4.9333 | 12.533 | 14.2908 | 261.7143 | 563.8189 | 571.6377 | 576.4802 | 579.4587 | 579.7372 | 578.8036 | 577.6393 | 575.9673 | 573.2115 | 569.9905 | 566.4267 | 563.0065 | 559.3139 | 554.7538 | 550.4241 | 545.8954 | 541.2879 | 536.8931 | 533.0002 | 529.6294 | 525.7106 | 521.0376 | 516.8619 | 513.2604 | 509.5946 | 505.453
90.1 Com. N-Elec. Env. | Efficient uncompeted | Northwest, Great Basin, California, Rocky Mountains, Upper Midwest, Lower Midwest, Lakes/Mid-Atl., Texas, Southwest, Southeast, Northeast | Commercial (New), Commercial (Existing) | Heating (Equip.) | 4.9333 | 12.533 | 14.2908 | 261.7143 | 559.6557 | 563.3461 | 564.1377 | 563.1334 | 559.5698 | 554.9364 | 550.2032 | 545.1199 | 539.1502 | 532.8769 | 526.4124 | 520.2033 | 513.8575 | 506.8313 | 500.1267 | 493.345 | 486.5954 | 480.1394 | 474.2299 | 468.8728 | 463.1704 | 457.4563 | 452.4734 | 448.0351 | 443.5123 | 438.5549
90.1 Com. N-Elec. Env. | Baseline competed | Northwest, Great Basin, California, Rocky Mountains, Upper Midwest, Lower Midwest, Lakes/Mid-Atl., Texas, Southwest, Southeast, Northeast | Commercial (New), Commercial (Existing) | Heating (Equip.) | 4.9333 | 12.533 | 14.2908 | 261.7143 | 2.9307e-13 | -1.1723e-12 | -5.8614e-13 | 5.8614e-13 | -5.8614e-13 | -2.9307e-13 | 5.8614e-13 | 0 | -1.7584e-12 | 5.8614e-13 | 1.7584e-12 | -1.7584e-12 | 2.9307e-13 | 1.4654e-12 | 1.1723e-12 | 0 | -2.9307e-13 | 1.1723e-12 | -1.1723e-12 | 1.4654e-12 | 2.9307e-13 | 2.9307e-13 | 0 | 5.8614e-13 | -5.8614e-13 | 5.8614e-13
90.1 Com. N-Elec. Env. | Efficient competed | Northwest, Great Basin, California, Rocky Mountains, Upper Midwest, Lower Midwest, Lakes/Mid-Atl., Texas, Southwest, Southeast, Northeast | Commercial (New), Commercial (Existing) | Heating (Equip.) | 4.9333 | 12.533 | 14.2908 | 261.7143 | -2.9307e-13 | 0 | -1.1723e-12 | -5.8614e-13 | 8.7921e-13 | 8.7921e-13 | -1.1723e-12 | -2.9307e-13 | 2.9307e-13 | 5.8614e-13 | 2.9307e-13 | 0 | -2.9307e-13 | 2.9307e-13 | 2.9307e-13 | 2.9307e-13 | 8.7921e-13 | 2.9307e-13 | 2.9307e-13 | 1.1723e-12 | 2.9307e-13 | 0 | -5.8614e-13 | -5.8614e-13 | -1.1723e-12 | 1.4654e-12
Best Com. ASHP, Env., PC (EE+DF-FS) | Baseline uncompeted | California, Upper Midwest, Lower Midwest, Texas, Southwest, Southeast | Commercial (New), Commercial (Existing) | Heating (Equip.), Cooling (Equip.), Ventilation | -4.2368 | 34.983 | 41.4631 | 657.678 | 357.6391 | 357.1792 | 355.4441 | 352.9543 | 350.1412 | 347.0431 | 344.8528 | 343.2868 | 340.4111 | 337.9974 | 335.4044 | 332.9362 | 329.9945 | 326.441 | 323.0541 | 319.9452 | 317.2256 | 315.0793 | 312.9148 | 310.9868 | 309.2565 | 306.9795 | 305.2151 | 303.7022 | 302.1088 | 300.7671
Best Com. ASHP, Env., PC (EE+DF-FS) | Efficient uncompeted | California, Upper Midwest, Lower Midwest, Texas, Southwest, Southeast | Commercial (New), Commercial (Existing) | Heating (Equip.), Cooling (Equip.), Ventilation | -4.2368 | 34.983 | 41.4631 | 657.678 | 351.1124 | 344.1232 | 335.8773 | 326.7939 | 317.3631 | 307.6907 | 299.0154 | 291.1039 | 282.0875 | 273.7417 | 265.3031 | 257.0514 | 248.3534 | 239.1327 | 230.0869 | 221.7335 | 217.0091 | 215.3658 | 213.7793 | 212.3924 | 211.231 | 209.6303 | 208.4391 | 207.4085 | 206.2371 | 205.3326
Best Com. ASHP, Env., PC (EE+DF-FS) | Baseline competed | California, Upper Midwest, Lower Midwest, Texas, Southwest, Southeast | Commercial (New), Commercial (Existing) | Heating (Equip.), Cooling (Equip.), Ventilation | -4.2368 | 34.983 | 41.4631 | 657.678 | -2.9307e-13 | -5.8614e-13 | -2.9307e-13 | 2.9307e-13 | -5.8614e-13 | 0 | -8.7921e-13 | 8.7921e-13 | -2.9307e-13 | -5.8614e-13 | -5.8614e-13 | -5.8614e-13 | -5.8614e-13 | 0 | 0 | 0 | -2.9307e-13 | 2.9307e-13 | -8.7921e-13 | -5.8614e-13 | 2.9307e-13 | -2.9307e-13 | 0 | -5.8614e-13 | 5.8614e-13 | 2.9307e-13
Best Com. ASHP, Env., PC (EE+DF-FS) | Efficient competed | California, Upper Midwest, Lower Midwest, Texas, Southwest, Southeast | Commercial (New), Commercial (Existing) | Heating (Equip.), Cooling (Equip.), Ventilation | -4.2368 | 34.983 | 41.4631 | 657.678 | 8.7921e-13 | 2.9307e-13 | -5.8614e-13 | -8.7921e-13 | -2.9307e-13 | 2.9307e-13 | -8.7921e-13 | 0 | 0 | 0 | -2.9307e-13 | 2.9307e-13 | 0 | -8.7921e-13 | 0 | 5.8614e-13 | 0 | -5.8614e-13 | -2.9307e-13 | 2.9307e-13 | -8.7921e-13 | -5.8614e-13 | 0 | -2.9307e-13 | 0 | -2.9307e-13
Best Com. ASHP, Env., PC (EE+DF-FS) CC | Baseline uncompeted | Northwest, Great Basin, Rocky Mountains, Upper Midwest, Lakes/Mid-Atl., Northeast | Commercial (New), Commercial (Existing) | Heating (Equip.), Cooling (Equip.), Ventilation | -8.9159 | 68.4997 | 68.4741 | 892.4258 | 372.2388 | 374.4565 | 375.2322 | 375.0425 | 373.5106 | 371.4756 | 369.8013 | 368.1556 | 365.6275 | 363.1459 | 360.4087 | 357.7402 | 354.6748 | 350.9275 | 347.1841 | 343.6374 | 340.3111 | 337.4652 | 334.8434 | 332.6634 | 330.3171 | 327.6537 | 325.3501 | 323.3523 | 321.2572 | 319.0476
Best Com. ASHP, Env., PC (EE+DF-FS) CC | Efficient uncompeted | Northwest, Great Basin, Rocky Mountains, Upper Midwest, Lakes/Mid-Atl., Northeast | Commercial (New), Commercial (Existing) | Heating (Equip.), Cooling (Equip.), Ventilation | -8.9159 | 68.4997 | 68.4741 | 892.4258 | 364.6666 | 359.1371 | 352.0155 | 343.6415 | 333.8496 | 323.5709 | 313.8464 | 304.4514 | 294.2619 | 284.5293 | 274.5871 | 264.7889 | 254.5128 | 243.5724 | 232.6162 | 222.1572 | 214.7807 | 211.8976 | 210.1022 | 208.6567 | 207.2579 | 205.3072 | 203.7091 | 202.3266 | 200.7916 | 199.3315
Best Com. ASHP, Env., PC (EE+DF-FS) CC | Baseline competed | Northwest, Great Basin, Rocky Mountains, Upper Midwest, Lakes/Mid-Atl., Northeast | Commercial (New), Commercial (Existing) | Heating (Equip.), Cooling (Equip.), Ventilation | -8.9159 | 68.4997 | 68.4741 | 892.4258 | 1.1723e-12 | 2.9307e-13 | 1.1723e-12 | -5.8614e-13 | -2.9307e-13 | 2.9307e-13 | 0 | 5.8614e-13 | -2.9307e-13 | 1.1723e-12 | 5.8614e-13 | -1.4654e-12 | 1.1723e-12 | 8.7921e-13 | 0 | 0 | -2.9307e-13 | 2.9307e-13 | 0 | 8.7921e-13 | -8.7921e-13 | -2.9307e-13 | -2.9307e-13 | 5.8614e-13 | -2.9307e-13 | 2.9307e-13
Best Com. ASHP, Env., PC (EE+DF-FS) CC | Efficient competed | Northwest, Great Basin, Rocky Mountains, Upper Midwest, Lakes/Mid-Atl., Northeast | Commercial (New), Commercial (Existing) | Heating (Equip.), Cooling (Equip.), Ventilation | -8.9159 | 68.4997 | 68.4741 | 892.4258 | -8.7921e-13 | 0 | 2.9307e-13 | 0 | -5.8614e-13 | 2.9307e-13 | 0 | -5.8614e-13 | 2.9307e-13 | 0 | 2.9307e-13 | 2.9307e-13 | 0 | 0 | 5.8614e-13 | 2.9307e-13 | 2.9307e-13 | 0 | 0 | 2.9307e-13 | 0 | 0 | 0 | 0 | 0 | 0
Best Com. ASHP, Env., PC (EE+DF-LFL) | Baseline uncompeted | California, Upper Midwest, Lower Midwest, Texas, Southwest, Southeast | Commercial (New), Commercial (Existing) | Heating (Equip.), Cooling (Equip.), Ventilation | -2.919 | 29.5604 | 40.7356 | 3101.9032 | 46.8979 | 46.1831 | 45.3394 | 44.4245 | 43.5294 | 42.6113 | 41.8842 | 41.2969 | 40.5148 | 39.8367 | 39.1459 | 38.4624 | 37.6917 | 36.8401 | 36.0171 | 35.2786 | 34.6157 | 34.0669 | 33.4865 | 32.942 | 32.4328 | 31.8647 | 31.3522 | 30.8627 | 30.3562 | 29.886
Best Com. ASHP, Env., PC (EE+DF-LFL) | Efficient uncompeted | California, Upper Midwest, Lower Midwest, Texas, Southwest, Southeast | Commercial (New), Commercial (Existing) | Heating (Equip.), Cooling (Equip.), Ventilation | -2.919 | 29.5604 | 40.7356 | 3101.9032 | 46.2912 | 45.0023 | 43.617 | 42.1835 | 40.7914 | 39.4012 | 38.2158 | 37.1805 | 35.9975 | 34.9326 | 33.8802 | 32.8567 | 31.7794 | 30.6554 | 29.6283 | 28.8851 | 28.34 | 27.9022 | 27.446 | 27.0189 | 26.6215 | 26.179 | 25.7825 | 25.4048 | 25.0129 | 24.6542
Best Com. ASHP, Env., PC (EE+DF-LFL) | Baseline competed | California, Upper Midwest, Lower Midwest, Texas, Southwest, Southeast | Commercial (New), Commercial (Existing) | Heating (Equip.), Cooling (Equip.), Ventilation | -2.919 | 29.5604 | 40.7356 | 3101.9032 | 0 | 0 | 0 | 0 | 0 | 0 | 0 | 0 | 0 | 0 | 0 | 0 | 0 | 0 | 0 | 0 | 0 | 0 | 0 | 0 | 0 | 0 | 0 | 0 | 0 | 0
Best Com. ASHP, Env., PC (EE+DF-LFL) | Efficient competed | California, Upper Midwest, Lower Midwest, Texas, Southwest, Southeast | Commercial (New), Commercial (Existing) | Heating (Equip.), Cooling (Equip.), Ventilation | -2.919 | 29.5604 | 40.7356 | 3101.9032 | 0 | 0 | 0 | 0 | 0 | 0 | 0 | 0 | 0 | 0 | 0 | 0 | 0 | 0 | 0 | 0 | 0 | 0 | 0 | 0 | 0 | 0 | 0 | 0 | 0 | 0
Best Com. ASHP, Env., PC (EE+DF-LFL) CC | Baseline uncompeted | Northwest, Great Basin, Rocky Mountains, Upper Midwest, Lakes/Mid-Atl., Northeast | Commercial (New), Commercial (Existing) | Heating (Equip.), Cooling (Equip.), Ventilation | -7.8294 | 57.995 | 86.0905 | 4957.9201 | 30.9841 | 30.355 | 29.6703 | 28.9487 | 28.2582 | 27.6018 | 27.0796 | 26.6172 | 26.09 | 25.6246 | 25.1413 | 24.6675 | 24.1313 | 23.5389 | 22.9308 | 22.385 | 21.9037 | 21.5109 | 21.1089 | 20.7434 | 20.407 | 20.0285 | 19.6848 | 19.3539 | 19.033 | 18.7339
Best Com. ASHP, Env., PC (EE+DF-LFL) CC | Efficient uncompeted | Northwest, Great Basin, Rocky Mountains, Upper Midwest, Lakes/Mid-Atl., Northeast | Commercial (New), Commercial (Existing) | Heating (Equip.), Cooling (Equip.), Ventilation | -7.8294 | 57.995 | 86.0905 | 4957.9201 | 30.6304 | 29.6678 | 28.6692 | 27.6482 | 26.6707 | 25.739 | 24.948 | 24.2258 | 23.4619 | 22.769 | 22.0719 | 21.3965 | 20.6805 | 19.9302 | 19.1901 | 18.5831 | 18.1223 | 17.7805 | 17.4465 | 17.1456 | 16.8698 | 16.5615 | 16.2823 | 16.0144 | 15.7548 | 15.516
Best Com. ASHP, Env., PC (EE+DF-LFL) CC | Baseline competed | Northwest, Great Basin, Rocky Mountains, Upper Midwest, Lakes/Mid-Atl., Northeast | Commercial (New), Commercial (Existing) | Heating (Equip.), Cooling (Equip.), Ventilation | -7.8294 | 57.995 | 86.0905 | 4957.9201 | 0 | 0 | 0 | 0 | 0 | 0 | 0 | 0 | 0 | 0 | 0 | 0 | 0 | 0 | 0 | 0 | 0 | 0 | 0 | 0 | 0 | 0 | 0 | 0 | 0 | 0
Best Com. ASHP, Env., PC (EE+DF-LFL) CC | Efficient competed | Northwest, Great Basin, Rocky Mountains, Upper Midwest, Lakes/Mid-Atl., Northeast | Commercial (New), Commercial (Existing) | Heating (Equip.), Cooling (Equip.), Ventilation | -7.8294 | 57.995 | 86.0905 | 4957.9201 | 0 | 0 | 0 | 0 | 0 | 0 | 0 | 0 | 0 | 0 | 0 | 0 | 0 | 0 | 0 | 0 | 0 | 0 | 0 | 0 | 0 | 0 | 0 | 0 | 0 | 0
Best Com. ASHP, Env., PC (EE+DF-RST) | Baseline uncompeted | California, Upper Midwest, Lower Midwest, Texas, Southwest, Southeast | Commercial (New), Commercial (Existing) | Heating (Equip.), Cooling (Equip.), Ventilation | 4.995 | 12.8268 | 23.3416 | 1436.6883 | 153.3447 | 152.6907 | 151.6047 | 150.2742 | 148.9309 | 147.534 | 146.7504 | 146.4278 | 145.3108 | 144.5407 | 143.6462 | 142.7636 | 141.5076 | 139.8934 | 138.3014 | 136.9446 | 135.8626 | 135.1349 | 134.2982 | 133.5512 | 132.9674 | 132.2427 | 131.7568 | 131.3125 | 130.7366 | 130.3582
Best Com. ASHP, Env., PC (EE+DF-RST) | Efficient uncompeted | California, Upper Midwest, Lower Midwest, Texas, Southwest, Southeast | Commercial (New), Commercial (Existing) | Heating (Equip.), Cooling (Equip.), Ventilation | 4.995 | 12.8268 | 23.3416 | 1436.6883 | 150.8873 | 147.9179 | 144.6503 | 141.2338 | 137.885 | 134.5766 | 131.9196 | 129.7514 | 126.9536 | 124.5307 | 122.0684 | 119.6898 | 117.0957 | 114.7324 | 112.7742 | 111.4955 | 110.6425 | 110.0886 | 109.4488 | 108.8936 | 108.4769 | 107.9482 | 107.6213 | 107.3358 | 106.9485 | 106.7242
Best Com. ASHP, Env., PC (EE+DF-RST) | Baseline competed | California, Upper Midwest, Lower Midwest, Texas, Southwest, Southeast | Commercial (New), Commercial (Existing) | Heating (Equip.), Cooling (Equip.), Ventilation | 4.995 | 12.8268 | 23.3416 | 1436.6883 | 0 | 0 | -2.9307e-13 | 2.9307e-13 | 0 | -2.9307e-13 | 0 | 0 | 0 | -2.9307e-13 | 0 | 0 | 2.9307e-13 | -2.9307e-13 | 0 | -2.9307e-13 | 0 | 0 | 0 | 2.9307e-13 | -2.9307e-13 | -2.9307e-13 | 0 | 0 | 0 | 0
Best Com. ASHP, Env., PC (EE+DF-RST) | Efficient competed | California, Upper Midwest, Lower Midwest, Texas, Southwest, Southeast | Commercial (New), Commercial (Existing) | Heating (Equip.), Cooling (Equip.), Ventilation | 4.995 | 12.8268 | 23.3416 | 1436.6883 | 0 | 0 | -2.9307e-13 | 0 | 2.9307e-13 | 0 | 2.9307e-13 | 0 | 2.9307e-13 | 2.9307e-13 | 0 | 0 | 0 | 0 | 0 | -2.9307e-13 | 0 | -2.9307e-13 | 0 | 0 | 0 | 0 | -2.9307e-13 | 2.9307e-13 | 2.9307e-13 | 2.9307e-13
Best Com. ASHP, Env., PC (EE+DF-RST) CC | Baseline uncompeted | Northwest, Great Basin, Rocky Mountains, Upper Midwest, Lakes/Mid-Atl., Northeast | Commercial (New), Commercial (Existing) | Heating (Equip.), Cooling (Equip.), Ventilation | 0.8172 | 19.2249 | 36.102 | 1594.1313 | 94.0869 | 93.19 | 92.117 | 90.8826 | 89.713 | 88.6557 | 88.0211 | 87.5658 | 86.7822 | 86.1653 | 85.437 | 84.7077 | 83.7526 | 82.5504 | 81.2426 | 80.1147 | 79.1749 | 78.5226 | 77.8572 | 77.2785 | 76.7878 | 76.1384 | 75.608 | 75.111 | 74.6127 | 74.2294
Best Com. ASHP, Env., PC (EE+DF-RST) CC | Efficient uncompeted | Northwest, Great Basin, Rocky Mountains, Upper Midwest, Lakes/Mid-Atl., Northeast | Commercial (New), Commercial (Existing) | Heating (Equip.), Cooling (Equip.), Ventilation | 0.8172 | 19.2249 | 36.102 | 1594.1313 | 92.3499 | 89.8246 | 87.2232 | 84.5368 | 81.9822 | 79.5949 | 77.6627 | 75.943 | 73.9928 | 72.2491 | 70.4527 | 68.7078 | 66.8468 | 65.1371 | 63.7664 | 62.8033 | 62.0927 | 61.6188 | 61.1369 | 60.7288 | 60.3991 | 59.9475 | 59.5926 | 59.2695 | 58.952 | 58.7297
Best Com. ASHP, Env., PC (EE+DF-RST) CC | Baseline competed | Northwest, Great Basin, Rocky Mountains, Upper Midwest, Lakes/Mid-Atl., Northeast | Commercial (New), Commercial (Existing) | Heating (Equip.), Cooling (Equip.), Ventilation | 0.8172 | 19.2249 | 36.102 | 1594.1313 | -2.9307e-13 | 0 | 0 | 2.9307e-13 | 0 | 0 | 0 | 2.9307e-13 | 0 | 0 | 0 | 0 | 0 | 0 | 0 | -2.9307e-13 | 0 | 0 | 0 | 0 | 0 | 0 | 0 | 0 | 0 | 0
Best Com. ASHP, Env., PC (EE+DF-RST) CC | Efficient competed | Northwest, Great Basin, Rocky Mountains, Upper Midwest, Lakes/Mid-Atl., Northeast | Commercial (New), Commercial (Existing) | Heating (Equip.), Cooling (Equip.), Ventilation | 0.8172 | 19.2249 | 36.102 | 1594.1313 | -2.9307e-13 | 0 | 0 | 0 | 0 | 0 | 0 | -2.9307e-13 | 0 | 2.9307e-13 | 0 | 0 | 0 | 0 | 0 | 0 | 0 | 2.9307e-13 | 0 | 0 | 0 | -2.9307e-13 | 0 | 2.9307e-13 | 0 | 0
Best Com. Chillers, Env., PC (EE+DF) | Baseline uncompeted | Northwest, Great Basin, California, Rocky Mountains, Upper Midwest, Lower Midwest, Lakes/Mid-Atl., Texas, Southwest, Southeast, Northeast | Commercial (New), Commercial (Existing) | Cooling (Equip.), Ventilation | 7.9352 | 10.0668 | 19.1914 | 1007.0733 | 243.23 | 244.7544 | 245.8877 | 246.9198 | 248.2161 | 249.5189 | 251.9528 | 255.2292 | 257.1254 | 259.5448 | 261.6792 | 263.8027 | 265.2431 | 265.9255 | 266.4906 | 267.2135 | 268.4673 | 270.5398 | 272.4824 | 274.7794 | 277.499 | 279.9975 | 283.0964 | 286.4199 | 289.635 | 293.4301
Best Com. Chillers, Env., PC (EE+DF) | Efficient uncompeted | Northwest, Great Basin, California, Rocky Mountains, Upper Midwest, Lower Midwest, Lakes/Mid-Atl., Texas, Southwest, Southeast, Northeast | Commercial (New), Commercial (Existing) | Cooling (Equip.), Ventilation | 7.9352 | 10.0668 | 19.1914 | 1007.0733 | 241.7041 | 241.6945 | 241.2784 | 240.7178 | 240.374 | 240.0036 | 240.7 | 242.1653 | 242.3082 | 242.9366 | 243.287 | 243.6107 | 243.294 | 242.2746 | 241.4179 | 241.5115 | 242.1948 | 243.7816 | 245.4473 | 247.4134 | 249.7553 | 251.8849 | 254.5596 | 257.4425 | 260.2526 | 263.5897
Best Com. Chillers, Env., PC (EE+DF) | Baseline competed | Northwest, Great Basin, California, Rocky Mountains, Upper Midwest, Lower Midwest, Lakes/Mid-Atl., Texas, Southwest, Southeast, Northeast | Commercial (New), Commercial (Existing) | Cooling (Equip.), Ventilation | 7.9352 | 10.0668 | 19.1914 | 1007.0733 | 0.86969 | 0.87802 | 0.88503 | 0.89176 | 0.89947 | 0.8531 | 0.81254 | 0.77687 | 0.73924 | 0.70543 | 0.68429 | 0.653 | 0.62205 | 0.5914 | 0.56251 | 0.54747 | 0.53694 | 0.5243 | 0.51627 | 0.50489 | 0.48636 | 0.46805 | 0.4512 | 0.43491 | 0.41874 | 0.4037
Best Com. Chillers, Env., PC (EE+DF) | Efficient competed | Northwest, Great Basin, California, Rocky Mountains, Upper Midwest, Lower Midwest, Lakes/Mid-Atl., Texas, Southwest, Southeast, Northeast | Commercial (New), Commercial (Existing) | Cooling (Equip.), Ventilation | 7.9352 | 10.0668 | 19.1914 | 1007.0733 | 0.86382 | 0.86622 | 0.86723 | 0.86778 | 0.8691 | 0.81936 | 0.77562 | 0.73688 | 0.69665 | 0.66041 | 0.63725 | 0.60402 | 0.57146 | 0.53952 | 0.51018 | 0.49558 | 0.48512 | 0.47268 | 0.46487 | 0.45431 | 0.43886 | 0.42338 | 0.40906 | 0.39513 | 0.38124 | 0.36828
Best Com. Chillers, Ice (EE+DF) | Baseline uncompeted | Northwest, Great Basin, California, Rocky Mountains, Upper Midwest, Lower Midwest, Lakes/Mid-Atl., Texas, Southwest, Southeast, Northeast | Commercial (New), Commercial (Existing) | Cooling (Equip.), Ventilation | 999 | 999 | 146.1274 | 999 | 54.4675 | 54.4192 | 54.2857 | 54.1085 | 54.0038 | 53.9312 | 54.092 | 54.4354 | 54.5471 | 54.8168 | 55.0426 | 55.3072 | 55.4733 | 55.5176 | 55.5496 | 55.7082 | 56.0028 | 56.5174 | 57.0455 | 57.6935 | 58.4815 | 59.2496 | 60.1812 | 61.2251 | 62.3069 | 63.5658
Best Com. Chillers, Ice (EE+DF) | Efficient uncompeted | Northwest, Great Basin, California, Rocky Mountains, Upper Midwest, Lower Midwest, Lakes/Mid-Atl., Texas, Southwest, Southeast, Northeast | Commercial (New), Commercial (Existing) | Cooling (Equip.), Ventilation | 999 | 999 | 146.1274 | 999 | 54.4203 | 54.3242 | 54.1423 | 53.9155 | 53.7595 | 53.634 | 53.7396 | 54.0253 | 54.0808 | 54.2924 | 54.4596 | 54.6649 | 54.7723 | 54.7591 | 54.7334 | 54.8326 | 55.0657 | 55.5229 | 56.0243 | 56.6439 | 57.4007 | 58.1369 | 59.033 | 60.0383 | 61.0807 | 62.2962
Best Com. Chillers, Ice (EE+DF) | Baseline competed | Northwest, Great Basin, California, Rocky Mountains, Upper Midwest, Lower Midwest, Lakes/Mid-Atl., Texas, Southwest, Southeast, Northeast | Commercial (New), Commercial (Existing) | Cooling (Equip.), Ventilation | 999 | 999 | 146.1274 | 999 | 0 | 0 | 0 | 0 | 0 | 0 | 0 | 0 | 0 | 0 | 0 | 0 | 0 | 0 | 0 | 0 | 0 | 0 | 0 | 0 | 0 | 0 | 0 | 0 | 0 | 0
Best Com. Chillers, Ice (EE+DF) | Efficient competed | Northwest, Great Basin, California, Rocky Mountains, Upper Midwest, Lower Midwest, Lakes/Mid-Atl., Texas, Southwest, Southeast, Northeast | Commercial (New), Commercial (Existing) | Cooling (Equip.), Ventilation | 999 | 999 | 146.1274 | 999 | 0 | 0 | 0 | 0 | 0 | 0 | 0 | 0 | 0 | 0 | 0 | 0 | 0 | 0 | 0 | 0 | 0 | 0 | 0 | 0 | 0 | 0 | 0 | 0 | 0 | 0
Best Com. Lighting (EE+DF) | Baseline uncompeted | Northwest, Great Basin, California, Rocky Mountains, Upper Midwest, Lower Midwest, Lakes/Mid-Atl., Texas, Southwest, Southeast, Northeast | Commercial (New), Commercial (Existing) | Lighting | 41.3691 | 2.2031 | 5.7885 | 325.6078 | 243.2695 | 240.1206 | 237.8891 | 236.5622 | 237.4891 | 236.3887 | 238.1431 | 242.0803 | 243.9174 | 247.1758 | 249.9621 | 252.5169 | 253.0317 | 252.0662 | 249.9376 | 251.921 | 255.3824 | 260.4151 | 264.9353 | 269.9053 | 276.0158 | 281.9206 | 288.8141 | 295.6194 | 302.1028 | 309.895
Best Com. Lighting (EE+DF) | Efficient uncompeted | Northwest, Great Basin, California, Rocky Mountains, Upper Midwest, Lower Midwest, Lakes/Mid-Atl., Texas, Southwest, Southeast, Northeast | Commercial (New), Commercial (Existing) | Lighting | 41.3691 | 2.2031 | 5.7885 | 325.6078 | 223.2436 | 200.7311 | 179.8247 | 160.3606 | 143.5848 | 126.1402 | 112.7915 | 107.0057 | 108.3133 | 110.2544 | 112.8124 | 113.9408 | 112.2322 | 108.8121 | 103.9662 | 104.8941 | 106.5673 | 111.2929 | 115.9888 | 120.9397 | 126.8403 | 132.7854 | 139.357 | 145.7893 | 151.9596 | 159.188
Best Com. Lighting (EE+DF) | Baseline competed | Northwest, Great Basin, California, Rocky Mountains, Upper Midwest, Lower Midwest, Lakes/Mid-Atl., Texas, Southwest, Southeast, Northeast | Commercial (New), Commercial (Existing) | Lighting | 41.3691 | 2.2031 | 5.7885 | 325.6078 | 179.0463 | 176.7287 | 175.0864 | 174.1098 | 174.792 | 170.3441 | 168.4028 | 168.4611 | 168.1997 | 168.5695 | 167.5837 | 166.8195 | 165.0641 | 162.6264 | 159.7668 | 159.7457 | 160.8223 | 162.93 | 164.6423 | 166.961 | 170.0404 | 173.0427 | 176.7048 | 180.3579 | 183.8454 | 184.6785
Best Com. Lighting (EE+DF) | Efficient competed | Northwest, Great Basin, California, Rocky Mountains, Upper Midwest, Lower Midwest, Lakes/Mid-Atl., Texas, Southwest, Southeast, Northeast | Commercial (New), Commercial (Existing) | Lighting | 41.3691 | 2.2031 | 5.7885 | 325.6078 | 164.3073 | 147.7381 | 132.351 | 118.0254 | 105.6784 | 90.9501 | 79.8147 | 74.5015 | 74.66 | 75.2158 | 75.6919 | 75.3496 | 73.3076 | 70.2843 | 66.5236 | 66.5598 | 67.1371 | 69.6751 | 72.0962 | 74.8154 | 78.1277 | 81.4665 | 85.2011 | 88.8599 | 92.3636 | 94.7045
Best Com. N-Elec. Env. | Baseline uncompeted | Northwest, Great Basin, California, Rocky Mountains, Upper Midwest, Lower Midwest, Lakes/Mid-Atl., Texas, Southwest, Southeast, Northeast | Commercial (New), Commercial (Existing) | Heating (Equip.) | 48.343 | 2.0684 | 2.1945 | 40.1127 | 563.8189 | 571.6377 | 576.4802 | 579.4587 | 579.7372 | 578.8036 | 577.6393 | 575.9673 | 573.2115 | 569.9905 | 566.4267 | 563.0065 | 559.3139 | 554.7538 | 550.4241 | 545.8954 | 541.2879 | 536.8931 | 533.0002 | 529.6294 | 525.7106 | 521.0376 | 516.8619 | 513.2604 | 509.5946 | 505.453
Best Com. N-Elec. Env. | Efficient uncompeted | Northwest, Great Basin, California, Rocky Mountains, Upper Midwest, Lower Midwest, Lakes/Mid-Atl., Texas, Southwest, Southeast, Northeast | Commercial (New), Commercial (Existing) | Heating (Equip.) | 48.343 | 2.0684 | 2.1945 | 40.1127 | 554.4342 | 553.0827 | 549.0011 | 543.0738 | 534.6186 | 525.1745 | 515.746 | 506.2039 | 496.1205 | 486.0319 | 476.0321 | 466.5031 | 457.0531 | 447.1877 | 437.7899 | 428.514 | 419.8351 | 412.1223 | 405.1772 | 398.8827 | 392.3284 | 385.3947 | 378.9404 | 372.9837 | 366.977 | 360.6332
Best Com. N-Elec. Env. | Baseline competed | Northwest, Great Basin, California, Rocky Mountains, Upper Midwest, Lower Midwest, Lakes/Mid-Atl., Texas, Southwest, Southeast, Northeast | Commercial (New), Commercial (Existing) | Heating (Equip.) | 48.343 | 2.0684 | 2.1945 | 40.1127 | 563.8189 | 571.6377 | 576.4802 | 579.4587 | 579.7372 | 578.8036 | 577.6393 | 575.9673 | 573.2115 | 569.9905 | 566.4267 | 563.0065 | 559.3139 | 554.7538 | 550.4241 | 545.5129 | 540.5587 | 535.8651 | 531.7209 | 528.1567 | 524.1342 | 518.6143 | 513.3968 | 507.0217 | 500.7435 | 493.5592
Best Com. N-Elec. Env. | Efficient competed | Northwest, Great Basin, California, Rocky Mountains, Upper Midwest, Lower Midwest, Lakes/Mid-Atl., Texas, Southwest, Southeast, Northeast | Commercial (New), Commercial (Existing) | Heating (Equip.) | 48.343 | 2.0684 | 2.1945 | 40.1127 | 554.4342 | 553.0827 | 549.0011 | 543.0738 | 534.6186 | 525.1745 | 515.746 | 506.2039 | 496.1205 | 486.0319 | 476.0321 | 466.5031 | 457.0531 | 447.1877 | 437.7899 | 428.2132 | 419.2666 | 411.3258 | 404.1926 | 397.76 | 391.1458 | 383.6688 | 376.5225 | 368.5895 | 360.7505 | 352.3667
Best Com. Plug Loads (EE+DF) | Baseline uncompeted | Northwest, Great Basin, California, Rocky Mountains, Upper Midwest, Lower Midwest, Lakes/Mid-Atl., Texas, Southwest, Southeast, Northeast | Commercial (New), Commercial (Existing) | Computers and Electronics | 3.7696 | 7.514 | 16.9766 | 1194.9197 | 506.6877 | 509.8188 | 512.2923 | 515.5738 | 519.9744 | 526.2019 | 534.5653 | 545.0065 | 553.4923 | 563.3671 | 572.2424 | 581.3022 | 588.2786 | 594.5719 | 599.9488 | 606.1264 | 612.6516 | 620.5651 | 628.0483 | 635.2909 | 643.0281 | 649.4651 | 655.7374 | 662.2166 | 667.737 | 673.1202
Best Com. Plug Loads (EE+DF) | Efficient uncompeted | Northwest, Great Basin, California, Rocky Mountains, Upper Midwest, Lower Midwest, Lakes/Mid-Atl., Texas, Southwest, Southeast, Northeast | Commercial (New), Commercial (Existing) | Computers and Electronics | 3.7696 | 7.514 | 16.9766 | 1194.9197 | 452.3704 | 402.249 | 352.5575 | 304.148 | 261.8073 | 256.4812 | 252.3511 | 249.3162 | 245.4883 | 246.5434 | 250.4271 | 254.3915 | 257.4442 | 260.198 | 262.5509 | 265.2542 | 268.1094 | 271.5721 | 274.8464 | 278.0154 | 281.4009 | 284.2175 | 286.962 | 289.797 | 292.2125 | 294.5679
Best Com. Plug Loads (EE+DF) | Baseline competed | Northwest, Great Basin, California, Rocky Mountains, Upper Midwest, Lower Midwest, Lakes/Mid-Atl., Texas, Southwest, Southeast, Northeast | Commercial (New), Commercial (Existing) | Computers and Electronics | 3.7696 | 7.514 | 16.9766 | 1194.9197 | 2.0268 | 2.0393 | 2.0492 | 2.0623 | 2.0799 | 2.1048 | 2.1383 | 2.18 | 2.214 | 2.2535 | 2.289 | 2.3252 | 2.3531 | 2.3783 | 2.3998 | 2.4245 | 2.4506 | 2.4823 | 2.5122 | 2.5412 | 2.5721 | 2.5979 | 2.6229 | 2.6489 | 2.6709 | 2.6925
Best Com. Plug Loads (EE+DF) | Efficient competed | Northwest, Great Basin, California, Rocky Mountains, Upper Midwest, Lower Midwest, Lakes/Mid-Atl., Texas, Southwest, Southeast, Northeast | Commercial (New), Commercial (Existing) | Computers and Electronics | 3.7696 | 7.514 | 16.9766 | 1194.9197 | 1.8095 | 1.609 | 1.4102 | 1.2166 | 1.0472 | 1.0259 | 1.0094 | 0.99726 | 0.98195 | 0.98617 | 1.0017 | 1.0176 | 1.0298 | 1.0408 | 1.0502 | 1.061 | 1.0724 | 1.0863 | 1.0994 | 1.1121 | 1.1256 | 1.1369 | 1.1478 | 1.1592 | 1.1688 | 1.1783
Best Commercial Gas Storage WH | Baseline uncompeted | Northwest, Great Basin, California, Rocky Mountains, Upper Midwest, Lower Midwest, Lakes/Mid-Atl., Texas, Southwest, Southeast, Northeast | Commercial (New), Commercial (Existing) | Water Heating | 23.6474 | 3.7225 | 5.6344 | 106.4911 | 178.1827 | 181.9454 | 184.8223 | 187.2281 | 189.0512 | 190.6832 | 192.274 | 193.7358 | 194.8407 | 195.7881 | 196.6438 | 197.5791 | 198.4125 | 198.9321 | 199.5781 | 200.1253 | 200.6766 | 201.32 | 202.1933 | 203.2929 | 204.1432 | 204.3837 | 204.9766 | 205.9862 | 207.1022 | 208.0384
Best Commercial Gas Storage WH | Efficient uncompeted | Northwest, Great Basin, California, Rocky Mountains, Upper Midwest, Lower Midwest, Lakes/Mid-Atl., Texas, Southwest, Southeast, Northeast | Commercial (New), Commercial (Existing) | Water Heating | 23.6474 | 3.7225 | 5.6344 | 106.4911 | 176.6668 | 178.9058 | 180.2673 | 181.1627 | 181.4979 | 181.6653 | 181.8192 | 181.8768 | 181.6261 | 181.4076 | 182.1998 | 183.0664 | 183.8372 | 184.3159 | 184.9115 | 185.4168 | 185.9257 | 186.5199 | 187.327 | 188.3451 | 189.1298 | 189.3397 | 189.8812 | 190.8147 | 191.848 | 192.7124
Best Commercial Gas Storage WH | Baseline competed | Northwest, Great Basin, California, Rocky Mountains, Upper Midwest, Lower Midwest, Lakes/Mid-Atl., Texas, Southwest, Southeast, Northeast | Commercial (New), Commercial (Existing) | Water Heating | 23.6474 | 3.7225 | 5.6344 | 106.4911 | 178.1827 | 181.9454 | 184.8223 | 187.2281 | 189.0512 | 172.6959 | 158.0202 | 144.8938 | 133.0527 | 122.5018 | 111.3299 | 101.6803 | 93.1871 | 85.535 | 78.8042 | 72.7999 | 67.4683 | 62.7825 | 58.7094 | 55.1671 | 51.9667 | 48.9863 | 46.4241 | 44.2434 | 42.3343 | 38.9233
Best Commercial Gas Storage WH | Efficient competed | Northwest, Great Basin, California, Rocky Mountains, Upper Midwest, Lower Midwest, Lakes/Mid-Atl., Texas, Southwest, Southeast, Northeast | Commercial (New), Commercial (Existing) | Water Heating | 23.6474 | 3.7225 | 5.6344 | 106.4911 | 176.6668 | 178.9058 | 180.2673 | 181.1627 | 181.4979 | 164.5792 | 149.4929 | 136.0783 | 124.0566 | 113.5048 | 103.1532 | 94.2123 | 86.3424 | 79.2512 | 73.0137 | 67.4501 | 62.5097 | 58.1677 | 54.3934 | 51.1114 | 48.1455 | 45.3812 | 43.0058 | 40.9854 | 39.2168 | 36.0565
Best Commercial HPWH | Baseline uncompeted | Northwest, Great Basin, California, Rocky Mountains, Upper Midwest, Lower Midwest, Lakes/Mid-Atl., Texas, Southwest, Southeast, Northeast | Commercial (New), Commercial (Existing) | Water Heating | 20.5451 | 4.5722 | 6.5404 | 430.5179 | 15.9741 | 15.4934 | 15.2888 | 15.0624 | 14.8407 | 14.6333 | 14.4854 | 14.373 | 14.1795 | 14.0178 | 13.8403 | 13.6649 | 13.4447 | 13.1881 | 12.9283 | 12.6925 | 12.4912 | 12.3245 | 12.1513 | 11.9917 | 11.8406 | 11.6701 | 11.5175 | 11.3752 | 11.2284 | 11.0976
Best Commercial HPWH | Efficient uncompeted | Northwest, Great Basin, California, Rocky Mountains, Upper Midwest, Lower Midwest, Lakes/Mid-Atl., Texas, Southwest, Southeast, Northeast | Commercial (New), Commercial (Existing) | Water Heating | 20.5451 | 4.5722 | 6.5404 | 430.5179 | 14.7181 | 13.0592 | 11.7233 | 10.4077 | 9.1355 | 7.9127 | 6.7676 | 5.6729 | 4.5779 | 3.6391 | 3.4591 | 3.4153 | 3.3603 | 3.2961 | 3.2312 | 3.1723 | 3.1219 | 3.0803 | 3.037 | 2.9971 | 2.9593 | 2.9167 | 2.8786 | 2.843 | 2.8063 | 2.7736
Best Commercial HPWH | Baseline competed | Northwest, Great Basin, California, Rocky Mountains, Upper Midwest, Lower Midwest, Lakes/Mid-Atl., Texas, Southwest, Southeast, Northeast | Commercial (New), Commercial (Existing) | Water Heating | 20.5451 | 4.5722 | 6.5404 | 430.5179 | 15.9741 | 15.4934 | 15.2888 | 15.0624 | 14.8407 | 13.2659 | 11.9164 | 10.7508 | 9.6694 | 8.7385 | 8.1381 | 7.6998 | 6.7992 | 6.0083 | 5.3171 | 4.7177 | 4.1992 | 3.7521 | 3.3548 | 3.0083 | 2.7056 | 2.4343 | 2.1976 | 1.9911 | 1.8079 | 1.648
Best Commercial HPWH | Efficient competed | Northwest, Great Basin, California, Rocky Mountains, Upper Midwest, Lower Midwest, Lakes/Mid-Atl., Texas, Southwest, Southeast, Northeast | Commercial (New), Commercial (Existing) | Water Heating | 20.5451 | 4.5722 | 6.5404 | 430.5179 | 14.7181 | 13.0592 | 11.7233 | 10.4077 | 9.1355 | 7.2164 | 5.6228 | 4.2896 | 3.1468 | 2.2718 | 2.034 | 1.9244 | 1.6993 | 1.5017 | 1.3289 | 1.1791 | 1.0495 | 0.93776 | 0.83847 | 0.75186 | 0.67622 | 0.60841 | 0.54926 | 0.49763 | 0.45185 | 0.41189
Best Commercial HPWH (FS) | Baseline uncompeted | Northwest, Great Basin, California, Rocky Mountains, Upper Midwest, Lower Midwest, Lakes/Mid-Atl., Texas, Southwest, Southeast, Northeast | Commercial (New), Commercial (Existing) | Water Heating | -13.2152 | 55.8598 | 29.9925 | 255.2826 | 179.931 | 183.7206 | 186.6205 | 189.0499 | 190.8836 | 192.5181 | 194.1067 | 195.5661 | 196.6672 | 197.6103 | 198.4602 | 199.389 | 200.2148 | 200.7263 | 201.3636 | 201.902 | 202.4439 | 203.0785 | 203.9426 | 205.0344 | 205.8768 | 206.1079 | 206.692 | 207.6924 | 208.7994 | 209.7271
Best Commercial HPWH (FS) | Efficient uncompeted | Northwest, Great Basin, California, Rocky Mountains, Upper Midwest, Lower Midwest, Lakes/Mid-Atl., Texas, Southwest, Southeast, Northeast | Commercial (New), Commercial (Existing) | Water Heating | -13.2152 | 55.8598 | 29.9925 | 255.2826 | 172.8027 | 169.2616 | 164.675 | 159.411 | 153.541 | 147.5759 | 141.9356 | 136.617 | 130.9186 | 126.3614 | 126.9087 | 127.5451 | 127.8088 | 127.6241 | 127.4795 | 127.4793 | 127.6216 | 128.1203 | 128.6251 | 129.3386 | 129.9781 | 129.886 | 130.1248 | 130.662 | 131.1448 | 131.5967
Best Commercial HPWH (FS) | Baseline competed | Northwest, Great Basin, California, Rocky Mountains, Upper Midwest, Lower Midwest, Lakes/Mid-Atl., Texas, Southwest, Southeast, Northeast | Commercial (New), Commercial (Existing) | Water Heating | -13.2152 | 55.8598 | 29.9925 | 255.2826 | 1.7483 | 1.7752 | 1.7982 | 1.8218 | 1.8324 | 1.6704 | 1.5203 | 1.3855 | 1.2653 | 1.1572 | 1.0613 | 1.0274 | 1.0026 | 0.9002 | 0.80982 | 0.73053 | 0.65912 | 0.5957 | 0.53812 | 0.48744 | 0.44164 | 0.40109 | 0.3648 | 0.33245 | 0.30387 | 0.27819
Best Commercial HPWH (FS) | Efficient competed | Northwest, Great Basin, California, Rocky Mountains, Upper Midwest, Lower Midwest, Lakes/Mid-Atl., Texas, Southwest, Southeast, Northeast | Commercial (New), Commercial (Existing) | Water Heating | -13.2152 | 55.8598 | 29.9925 | 255.2826 | 1.6675 | 1.6123 | 1.5507 | 1.4875 | 1.4134 | 1.218 | 1.0455 | 0.89728 | 0.76651 | 0.65595 | 0.56422 | 0.54494 | 0.53096 | 0.475 | 0.42562 | 0.38306 | 0.34519 | 0.31232 | 0.28213 | 0.25569 | 0.23192 | 0.21032 | 0.19117 | 0.17414 | 0.15897 | 0.14543
Best Commercial Refrigeration | Baseline uncompeted | Northwest, Great Basin, California, Rocky Mountains, Upper Midwest, Lower Midwest, Lakes/Mid-Atl., Texas, Southwest, Southeast, Northeast | Commercial (New), Commercial (Existing) | Refrigeration | -20.9617 | 45.3709 | 86.1939 | 5804.8465 | 450.5335 | 450.8172 | 450.2238 | 449.4121 | 449.2965 | 449.2049 | 451.4279 | 454.897 | 456.5846 | 459.2119 | 460.9554 | 462.3906 | 462.4389 | 461.203 | 459.6422 | 458.7392 | 458.8497 | 460.0962 | 460.8904 | 461.9529 | 463.3542 | 463.646 | 464.4589 | 465.4279 | 466.0884 | 467.1916
Best Commercial Refrigeration | Efficient uncompeted | Northwest, Great Basin, California, Rocky Mountains, Upper Midwest, Lower Midwest, Lakes/Mid-Atl., Texas, Southwest, Southeast, Northeast | Commercial (New), Commercial (Existing) | Refrigeration | -20.9617 | 45.3709 | 86.1939 | 5804.8465 | 439.3752 | 428.8581 | 417.8133 | 406.8009 | 396.6588 | 386.9219 | 379.4854 | 373.2855 | 365.8055 | 364.9007 | 366.3121 | 367.4619 | 367.4985 | 366.5062 | 365.2409 | 364.4926 | 364.5639 | 365.5302 | 366.1269 | 366.9337 | 368.0063 | 368.1946 | 368.7946 | 369.5144 | 369.9884 | 370.8109
Best Commercial Refrigeration | Baseline competed | Northwest, Great Basin, California, Rocky Mountains, Upper Midwest, Lower Midwest, Lakes/Mid-Atl., Texas, Southwest, Southeast, Northeast | Commercial (New), Commercial (Existing) | Refrigeration | -20.9617 | 45.3709 | 86.1939 | 5804.8465 | -2.9307e-13 | -2.9307e-13 | -1.1723e-12 | 2.9307e-13 | -5.8614e-13 | 2.9307e-13 | -2.9307e-13 | -2.9307e-13 | -2.9307e-13 | 8.7921e-13 | -2.9307e-13 | -2.9307e-13 | -2.9307e-13 | 0 | -1.1723e-12 | 5.8614e-13 | 8.7921e-13 | 0 | 0 | 8.7921e-13 | 5.8614e-13 | -8.7921e-13 | 5.8614e-13 | -8.7921e-13 | -5.8614e-13 | 8.7921e-13
Best Commercial Refrigeration | Efficient competed | Northwest, Great Basin, California, Rocky Mountains, Upper Midwest, Lower Midwest, Lakes/Mid-Atl., Texas, Southwest, Southeast, Northeast | Commercial (New), Commercial (Existing) | Refrigeration | -20.9617 | 45.3709 | 86.1939 | 5804.8465 | 0 | -5.8614e-13 | 0 | -1.7584e-12 | -2.9307e-13 | 5.8614e-13 | -8.7921e-13 | -5.8614e-13 | -5.8614e-13 | -5.8614e-13 | -5.8614e-13 | 0 | -2.9307e-13 | 0 | 0 | 2.9307e-13 | 0 | -5.8614e-13 | 2.9307e-13 | -5.8614e-13 | 8.7921e-13 | 2.9307e-13 | -2.9307e-13 | -8.7921e-13 | 0 | 5.8614e-13
Best Res. ASHP, Env., PC (EE+DF-FS) | Baseline uncompeted | California, Upper Midwest, Lower Midwest, Texas, Southwest, Southeast | Residential (New), Residential (Existing) | Heating (Equip.), Cooling (Equip.) | 6.4488 | 9.4337 | 19.5383 | 392.2367 | 587.8138 | 591.0094 | 593.6845 | 595.547 | 596.3339 | 596.3393 | 596.6121 | 597.985 | 599.8229 | 602.1444 | 604.5604 | 607.6706 | 610.668 | 613.145 | 615.8507 | 619.0218 | 622.4861 | 626.603 | 630.7046 | 635.2576 | 640.2782 | 644.4328 | 649.3944 | 654.7016 | 659.7206 | 665.1593
Best Res. ASHP, Env., PC (EE+DF-FS) | Efficient uncompeted | California, Upper Midwest, Lower Midwest, Texas, Southwest, Southeast | Residential (New), Residential (Existing) | Heating (Equip.), Cooling (Equip.) | 6.4488 | 9.4337 | 19.5383 | 392.2367 | 565.5806 | 546.9496 | 528.1938 | 509.0678 | 489.5109 | 469.9161 | 451.2422 | 434.0622 | 417.4912 | 401.8552 | 386.5393 | 371.9792 | 357.4351 | 342.685 | 328.2837 | 314.5114 | 301.3414 | 288.9079 | 276.5842 | 264.81 | 253.9423 | 245.4256 | 244.9355 | 247.8878 | 250.6853 | 253.767
Best Res. ASHP, Env., PC (EE+DF-FS) | Baseline competed | California, Upper Midwest, Lower Midwest, Texas, Southwest, Southeast | Residential (New), Residential (Existing) | Heating (Equip.), Cooling (Equip.) | 6.4488 | 9.4337 | 19.5383 | 392.2367 | 12.2502 | 12.2925 | 12.3124 | 12.311 | 12.2898 | 11.5643 | 10.8745 | 10.2256 | 9.6194 | 9.06 | 8.5494 | 8.0884 | 7.6725 | 7.2816 | 6.9181 | 6.5724 | 6.243 | 5.9349 | 5.6456 | 5.3746 | 5.1283 | 4.8508 | 4.5907 | 4.3496 | 4.1239 | 3.9103
Best Res. ASHP, Env., PC (EE+DF-FS) | Efficient competed | California, Upper Midwest, Lower Midwest, Texas, Southwest, Southeast | Residential (New), Residential (Existing) | Heating (Equip.), Cooling (Equip.) | 6.4488 | 9.4337 | 19.5383 | 392.2367 | 11.8746 | 11.5467 | 11.2036 | 10.847 | 10.4814 | 9.4843 | 8.5719 | 7.743 | 6.9848 | 6.3048 | 5.6917 | 5.1438 | 4.6495 | 4.1937 | 3.7781 | 3.3986 | 3.0515 | 2.7397 | 2.4543 | 2.1982 | 1.9752 | 1.737 | 1.5962 | 1.5117 | 1.4325 | 1.3593
Best Res. ASHP, Env., PC (EE+DF-FS) CC | Baseline uncompeted | Northwest, Great Basin, Rocky Mountains, Upper Midwest, Lakes/Mid-Atl., Northeast | Residential (New), Residential (Existing) | Heating (Equip.), Cooling (Equip.) | 2.4068 | 12.4667 | 19.0395 | 368.979 | 907.308 | 908.1901 | 907.0328 | 904.2557 | 899.6466 | 894.3412 | 888.9122 | 883.7569 | 880.2475 | 876.5119 | 872.9993 | 870.1463 | 867.4231 | 864.3966 | 861.747 | 859.6641 | 857.8449 | 856.6491 | 855.8343 | 855.5968 | 855.2284 | 854.3931 | 853.8352 | 853.6861 | 853.3563 | 852.9932
Best Res. ASHP, Env., PC (EE+DF-FS) CC | Efficient uncompeted | Northwest, Great Basin, Rocky Mountains, Upper Midwest, Lakes/Mid-Atl., Northeast | Residential (New), Residential (Existing) | Heating (Equip.), Cooling (Equip.) | 2.4068 | 12.4667 | 19.0395 | 368.979 | 873.3751 | 840.8999 | 807.0913 | 772.4471 | 737.0695 | 702.1391 | 668.3383 | 635.9577 | 605.3605 | 575.7283 | 546.7875 | 518.9078 | 491.3673 | 463.9237 | 437.1399 | 411.4086 | 386.5027 | 362.8327 | 339.6931 | 317.4084 | 295.6092 | 277.6012 | 270.8406 | 269.0897 | 268.9667 | 269.4419
Best Res. ASHP, Env., PC (EE+DF-FS) CC | Baseline competed | Northwest, Great Basin, Rocky Mountains, Upper Midwest, Lakes/Mid-Atl., Northeast | Residential (New), Residential (Existing) | Heating (Equip.), Cooling (Equip.) | 2.4068 | 12.4667 | 19.0395 | 368.979 | 5.2015 | 5.2352 | 5.258 | 5.2715 | 5.2772 | 4.9926 | 4.7178 | 4.4594 | 4.2149 | 3.9887 | 3.7812 | 3.5926 | 3.4216 | 3.2606 | 3.1097 | 2.9654 | 2.8273 | 2.698 | 2.5756 | 2.4612 | 2.3511 | 2.2364 | 2.1274 | 2.0263 | 1.9307 | 1.8391
Best Res. ASHP, Env., PC (EE+DF-FS) CC | Efficient competed | Northwest, Great Basin, Rocky Mountains, Upper Midwest, Lakes/Mid-Atl., Northeast | Residential (New), Residential (Existing) | Heating (Equip.), Cooling (Equip.) | 2.4068 | 12.4667 | 19.0395 | 368.979 | 5.0459 | 4.9245 | 4.7934 | 4.6547 | 4.5108 | 4.1044 | 3.7277 | 3.3844 | 3.0669 | 2.7806 | 2.5206 | 2.2863 | 2.0733 | 1.8759 | 1.6945 | 1.5276 | 1.374 | 1.2351 | 1.1069 | 0.99024 | 0.88292 | 0.77557 | 0.71438 | 0.67808 | 0.64511 | 0.61438
Best Res. ASHP, Env., PC (EE+DF-LFL) | Baseline uncompeted | California, Upper Midwest, Lower Midwest, Texas, Southwest, Southeast | Residential (New), Residential (Existing) | Heating (Equip.), Cooling (Equip.) | 10.441 | 7.4184 | 16.7862 | 1004.9061 | 264.4452 | 266.3516 | 268.1728 | 269.626 | 270.9851 | 272.2359 | 274.1361 | 276.9502 | 278.7152 | 281.2684 | 284.1399 | 287.3962 | 290.2137 | 292.2124 | 294.3258 | 297.2132 | 300.6225 | 304.9137 | 308.9827 | 313.3458 | 317.947 | 322.1771 | 326.9181 | 331.9134 | 336.6073 | 341.7498
Best Res. ASHP, Env., PC (EE+DF-LFL) | Efficient uncompeted | California, Upper Midwest, Lower Midwest, Texas, Southwest, Southeast | Residential (New), Residential (Existing) | Heating (Equip.), Cooling (Equip.) | 10.441 | 7.4184 | 16.7862 | 1004.9061 | 252.3407 | 242.4067 | 232.6419 | 222.8114 | 213.1822 | 203.7523 | 195.0511 | 187.1779 | 178.7638 | 171.0305 | 163.6092 | 156.5185 | 149.3004 | 141.8465 | 135.1983 | 131.0271 | 132.4378 | 134.5665 | 136.646 | 138.895 | 141.3308 | 143.6956 | 146.2886 | 149.0099 | 151.586 | 154.3671
Best Res. ASHP, Env., PC (EE+DF-LFL) | Baseline competed | California, Upper Midwest, Lower Midwest, Texas, Southwest, Southeast | Residential (New), Residential (Existing) | Heating (Equip.), Cooling (Equip.) | 10.441 | 7.4184 | 16.7862 | 1004.9061 | 0.52392 | 0.5315 | 0.5396 | 0.54774 | 0.55701 | 0.52315 | 0.49274 | 0.46592 | 0.47344 | 0.48128 | 0.49592 | 0.51022 | 0.52264 | 0.53269 | 0.54198 | 0.53101 | 0.52192 | 0.51579 | 0.51014 | 0.50582 | 0.50394 | 0.50274 | 0.50317 | 0.50465 | 0.50647 | 0.51091
Best Res. ASHP, Env., PC (EE+DF-LFL) | Efficient competed | California, Upper Midwest, Lower Midwest, Texas, Southwest, Southeast | Residential (New), Residential (Existing) | Heating (Equip.), Cooling (Equip.) | 10.441 | 7.4184 | 16.7862 | 1004.9061 | 0.50375 | 0.49125 | 0.47923 | 0.46722 | 0.45613 | 0.41253 | 0.37374 | 0.33953 | 0.33016 | 0.32097 | 0.31596 | 0.31031 | 0.30319 | 0.29455 | 0.28622 | 0.27076 | 0.26506 | 0.26149 | 0.2583 | 0.25585 | 0.25478 | 0.2542 | 0.25444 | 0.25522 | 0.25618 | 0.25846
Best Res. ASHP, Env., PC (EE+DF-LFL) CC | Baseline uncompeted | Northwest, Great Basin, Rocky Mountains, Upper Midwest, Lakes/Mid-Atl., Northeast | Residential (New), Residential (Existing) | Heating (Equip.), Cooling (Equip.) | 4.6929 | 10.5985 | 27.7656 | 1354.7158 | 74.1957 | 73.9665 | 73.5499 | 72.9467 | 72.3675 | 71.8275 | 71.4884 | 71.353 | 70.9999 | 70.8468 | 70.7685 | 70.7581 | 70.6637 | 70.336 | 69.9899 | 69.8332 | 69.8084 | 70.056 | 70.2764 | 70.5882 | 70.9545 | 71.1703 | 71.5167 | 71.9241 | 72.3582 | 72.8778
Best Res. ASHP, Env., PC (EE+DF-LFL) CC | Efficient uncompeted | Northwest, Great Basin, Rocky Mountains, Upper Midwest, Lakes/Mid-Atl., Northeast | Residential (New), Residential (Existing) | Heating (Equip.), Cooling (Equip.) | 4.6929 | 10.5985 | 27.7656 | 1354.7158 | 70.5765 | 66.8408 | 63.0509 | 59.229 | 55.5617 | 52.0523 | 48.8022 | 45.7853 | 42.7181 | 39.8592 | 37.1227 | 34.4876 | 31.8831 | 29.2458 | 27.2356 | 25.9856 | 25.7706 | 25.8049 | 25.9598 | 26.2352 | 26.5333 | 26.7727 | 27.0597 | 27.3719 | 27.6969 | 28.051
Best Res. ASHP, Env., PC (EE+DF-LFL) CC | Baseline competed | Northwest, Great Basin, Rocky Mountains, Upper Midwest, Lakes/Mid-Atl., Northeast | Residential (New), Residential (Existing) | Heating (Equip.), Cooling (Equip.) | 4.6929 | 10.5985 | 27.7656 | 1354.7158 | 0.0074524 | 0.0075701 | 0.0076916 | 0.0078108 | 0.0079443 | 0.007714 | 0.0075241 | 0.007375 | 0.025975 | 0.043118 | 0.062013 | 0.079568 | 0.095861 | 0.11057 | 0.12408 | 0.13036 | 0.13635 | 0.14257 | 0.14842 | 0.15432 | 0.16067 | 0.16636 | 0.17212 | 0.17776 | 0.18352 | 0.18992
Best Res. ASHP, Env., PC (EE+DF-LFL) CC | Efficient competed | Northwest, Great Basin, Rocky Mountains, Upper Midwest, Lakes/Mid-Atl., Northeast | Residential (New), Residential (Existing) | Heating (Equip.), Cooling (Equip.) | 4.6929 | 10.5985 | 27.7656 | 1354.7158 | 0.0071851 | 0.0070335 | 0.0068827 | 0.006727 | 0.0065805 | 0.006149 | 0.0057651 | 0.0054253 | 0.01778 | 0.028124 | 0.038586 | 0.047194 | 0.054124 | 0.059319 | 0.06361 | 0.064784 | 0.067041 | 0.069514 | 0.072137 | 0.075043 | 0.078173 | 0.080988 | 0.083842 | 0.086644 | 0.089517 | 0.0927
Best Res. ASHP, Env., PC (EE+DF-RST) | Baseline uncompeted | California, Upper Midwest, Lower Midwest, Texas, Southwest, Southeast | Residential (New), Residential (Existing) | Heating (Equip.), Cooling (Equip.) | -0.6334 | 15.7882 | 33.6563 | 2192.0426 | 280.8644 | 281.1752 | 281.0997 | 280.4843 | 279.5483 | 278.3473 | 277.798 | 278.3547 | 278.0043 | 278.2757 | 278.5796 | 279.1259 | 279.1675 | 278.5494 | 277.9346 | 277.9213 | 278.2777 | 279.3689 | 280.314 | 281.446 | 283.0021 | 284.1969 | 285.8253 | 287.5341 | 288.9268 | 290.82
Best Res. ASHP, Env., PC (EE+DF-RST) | Efficient uncompeted | California, Upper Midwest, Lower Midwest, Texas, Southwest, Southeast | Residential (New), Residential (Existing) | Heating (Equip.), Cooling (Equip.) | -0.6334 | 15.7882 | 33.6563 | 2192.0426 | 269.5462 | 258.8176 | 248.0077 | 237.0228 | 226.128 | 215.419 | 205.5736 | 196.8148 | 187.6982 | 179.3003 | 171.1469 | 163.3657 | 155.5106 | 147.5429 | 139.8368 | 132.6222 | 125.7559 | 119.4424 | 113.4472 | 107.962 | 104.1761 | 102.4925 | 103.3114 | 104.6388 | 105.8368 | 107.2025
Best Res. ASHP, Env., PC (EE+DF-RST) | Baseline competed | California, Upper Midwest, Lower Midwest, Texas, Southwest, Southeast | Residential (New), Residential (Existing) | Heating (Equip.), Cooling (Equip.) | -0.6334 | 15.7882 | 33.6563 | 2192.0426 | 0.1243 | 0.12492 | 0.12586 | 0.12704 | 0.12861 | 0.12132 | 0.11478 | 0.10909 | 0.11199 | 0.11469 | 0.11862 | 0.1222 | 0.12516 | 0.12745 | 0.12937 | 0.12818 | 0.12715 | 0.12653 | 0.12589 | 0.12538 | 0.12536 | 0.12544 | 0.12552 | 0.12566 | 0.12572 | 0.12634
Best Res. ASHP, Env., PC (EE+DF-RST) | Efficient competed | California, Upper Midwest, Lower Midwest, Texas, Southwest, Southeast | Residential (New), Residential (Existing) | Heating (Equip.), Cooling (Equip.) | -0.6334 | 15.7882 | 33.6563 | 2192.0426 | 0.11929 | 0.11492 | 0.11086 | 0.10703 | 0.10353 | 0.09399 | 0.085473 | 0.077973 | 0.076063 | 0.074016 | 0.072608 | 0.070918 | 0.068809 | 0.066315 | 0.06364 | 0.059583 | 0.055736 | 0.05223 | 0.048947 | 0.045964 | 0.043872 | 0.04288 | 0.04291 | 0.043178 | 0.043416 | 0.04384
Best Res. ASHP, Env., PC (EE+DF-RST) CC | Baseline uncompeted | Northwest, Great Basin, Rocky Mountains, Upper Midwest, Lakes/Mid-Atl., Northeast | Residential (New), Residential (Existing) | Heating (Equip.), Cooling (Equip.) | -0.3785 | 15.4642 | 35.978 | 1965.0945 | 158.1315 | 157.8012 | 156.9183 | 155.4908 | 154.0537 | 152.7138 | 151.7932 | 151.2428 | 150.3466 | 149.8551 | 149.3121 | 148.8477 | 148.0489 | 146.8664 | 145.5803 | 144.6077 | 143.8918 | 143.6753 | 143.4287 | 143.3195 | 143.3172 | 143.0345 | 142.9582 | 142.9939 | 142.9964 | 143.2034
Best Res. ASHP, Env., PC (EE+DF-RST) CC | Efficient uncompeted | Northwest, Great Basin, Rocky Mountains, Upper Midwest, Lakes/Mid-Atl., Northeast | Residential (New), Residential (Existing) | Heating (Equip.), Cooling (Equip.) | -0.3785 | 15.4642 | 35.978 | 1965.0945 | 152.1905 | 146.0366 | 139.506 | 132.6648 | 126.0183 | 119.6582 | 113.8075 | 108.3811 | 102.8621 | 97.7737 | 92.7767 | 87.9421 | 83.0408 | 78.0734 | 73.2042 | 68.6322 | 64.3067 | 60.3689 | 56.7017 | 53.2913 | 50.6278 | 49.5744 | 49.7824 | 50.1768 | 50.5579 | 51.0095
Best Res. ASHP, Env., PC (EE+DF-RST) CC | Baseline competed | Northwest, Great Basin, Rocky Mountains, Upper Midwest, Lakes/Mid-Atl., Northeast | Residential (New), Residential (Existing) | Heating (Equip.), Cooling (Equip.) | -0.3785 | 15.4642 | 35.978 | 1965.0945 | 0.0085477 | 0.0085576 | 0.0085648 | 0.0085671 | 0.0085909 | 0.0083057 | 0.0080648 | 0.0078606 | 0.019583 | 0.030089 | 0.041858 | 0.052511 | 0.061925 | 0.070077 | 0.077015 | 0.079719 | 0.082113 | 0.084386 | 0.086257 | 0.087928 | 0.089595 | 0.090314 | 0.092155 | 0.093728 | 0.095158 | 0.096839
Best Res. ASHP, Env., PC (EE+DF-RST) CC | Efficient competed | Northwest, Great Basin, Rocky Mountains, Upper Midwest, Lakes/Mid-Atl., Northeast | Residential (New), Residential (Existing) | Heating (Equip.), Cooling (Equip.) | -0.3785 | 15.4642 | 35.978 | 1965.0945 | 0.0082266 | 0.0079168 | 0.0076068 | 0.0072959 | 0.0070078 | 0.0065021 | 0.0060507 | 0.0056438 | 0.01267 | 0.018291 | 0.024008 | 0.028433 | 0.031603 | 0.033627 | 0.034638 | 0.033522 | 0.032155 | 0.030677 | 0.029112 | 0.027491 | 0.026226 | 0.025718 | 0.026289 | 0.026892 | 0.027456 | 0.028091
Best Res. Clothes Dryer (EE+DF) | Baseline uncompeted | Northwest, Great Basin, California, Rocky Mountains, Upper Midwest, Lower Midwest, Lakes/Mid-Atl., Texas, Southwest, Southeast, Northeast | Residential (New), Residential (Existing) | Other | 4.6973 | 9.5671 | 22.3812 | 1746.8505 | 193.9264 | 196.925 | 199.4806 | 201.5966 | 203.612 | 205.6437 | 208.1951 | 211.3368 | 213.5794 | 216.4281 | 219.2384 | 222.1902 | 224.4736 | 226.0788 | 227.5555 | 229.4041 | 231.5553 | 234.3307 | 236.9523 | 239.7225 | 242.6513 | 245.061 | 247.7853 | 250.5801 | 253.1883 | 256.1421
Best Res. Clothes Dryer (EE+DF) | Efficient uncompeted | Northwest, Great Basin, California, Rocky Mountains, Upper Midwest, Lower Midwest, Lakes/Mid-Atl., Texas, Southwest, Southeast, Northeast | Residential (New), Residential (Existing) | Other | 4.6973 | 9.5671 | 22.3812 | 1746.8505 | 184.8008 | 178.6505 | 172.0862 | 165.1695 | 158.2296 | 151.3729 | 144.9364 | 138.8946 | 132.2637 | 126.0481 | 119.7999 | 113.6514 | 107.6161 | 105.5092 | 106.1012 | 106.9593 | 107.9588 | 109.2499 | 110.4695 | 111.7586 | 113.1213 | 114.2416 | 115.5087 | 116.8085 | 118.022 | 119.3961
Best Res. Clothes Dryer (EE+DF) | Baseline competed | Northwest, Great Basin, California, Rocky Mountains, Upper Midwest, Lower Midwest, Lakes/Mid-Atl., Texas, Southwest, Southeast, Northeast | Residential (New), Residential (Existing) | Other | 4.6973 | 9.5671 | 22.3812 | 1746.8505 | 2.9307e-13 | 0 | 0 | 0 | 0 | 0 | 0 | 0 | 0 | 0 | 0 | 0 | 0 | 0 | 0 | 0 | 0 | 0 | 0 | 0 | 0 | 0 | 0 | 0 | 0 | -2.9307e-13
Best Res. Clothes Dryer (EE+DF) | Efficient competed | Northwest, Great Basin, California, Rocky Mountains, Upper Midwest, Lower Midwest, Lakes/Mid-Atl., Texas, Southwest, Southeast, Northeast | Residential (New), Residential (Existing) | Other | 4.6973 | 9.5671 | 22.3812 | 1746.8505 | 0 | 0 | 0 | 0 | 0 | 0 | 0 | 0 | 0 | 0 | 0 | 0 | 0 | 0 | 0 | 0 | 0 | 0 | 0 | 0 | 0 | 0 | 0 | 0 | 0 | 0
Best Res. Clothes Washer (EE+DF) | Baseline uncompeted | Northwest, Great Basin, California, Rocky Mountains, Upper Midwest, Lower Midwest, Lakes/Mid-Atl., Texas, Southwest, Southeast, Northeast | Residential (New), Residential (Existing) | Other | -21.7229 | 82.3855 | 248.1534 | 24286.2603 | 31.4363 | 31.5219 | 31.5842 | 31.6261 | 31.7047 | 31.8575 | 32.1291 | 32.4988 | 32.7787 | 33.1492 | 33.4587 | 33.7612 | 33.9795 | 34.1282 | 34.2609 | 34.449 | 34.6728 | 34.972 | 35.2301 | 35.503 | 35.7972 | 35.995 | 36.2199 | 36.4507 | 36.6445 | 36.86
Best Res. Clothes Washer (EE+DF) | Efficient uncompeted | Northwest, Great Basin, California, Rocky Mountains, Upper Midwest, Lower Midwest, Lakes/Mid-Atl., Texas, Southwest, Southeast, Northeast | Residential (New), Residential (Existing) | Other | -21.7229 | 82.3855 | 248.1534 | 24286.2603 | 30.8844 | 30.427 | 29.9561 | 29.475 | 29.0372 | 28.6748 | 28.4233 | 28.2588 | 28.0161 | 27.8507 | 27.6491 | 27.6889 | 27.8678 | 27.9899 | 28.0988 | 28.2531 | 28.4368 | 28.6822 | 28.8939 | 29.1178 | 29.3591 | 29.5214 | 29.706 | 29.8953 | 30.0543 | 30.2311
Best Res. Clothes Washer (EE+DF) | Baseline competed | Northwest, Great Basin, California, Rocky Mountains, Upper Midwest, Lower Midwest, Lakes/Mid-Atl., Texas, Southwest, Southeast, Northeast | Residential (New), Residential (Existing) | Other | -21.7229 | 82.3855 | 248.1534 | 24286.2603 | 0.0037906 | 0.0037992 | 0.0038037 | 0.0038051 | 0.003811 | 0.0037432 | 0.0036961 | 0.0036658 | 0.003631 | 0.0036115 | 0.0035876 | 0.0035618 | 0.0035319 | 0.0034994 | 0.0034693 | 0.0034483 | 0.0034338 | 0.0034291 | 0.0034224 | 0.003419 | 0.0034136 | 0.0034011 | 0.0033927 | 0.0033866 | 0.0033781 | 0.0033722
Best Res. Clothes Washer (EE+DF) | Efficient competed | Northwest, Great Basin, California, Rocky Mountains, Upper Midwest, Lower Midwest, Lakes/Mid-Atl., Texas, Southwest, Southeast, Northeast | Residential (New), Residential (Existing) | Other | -21.7229 | 82.3855 | 248.1534 | 24286.2603 | 0.0037241 | 0.0036673 | 0.0036077 | 0.0035464 | 0.0034905 | 0.0033697 | 0.0032704 | 0.0031881 | 0.0031039 | 0.0030345 | 0.0029648 | 0.0029212 | 0.0028967 | 0.00287 | 0.0028453 | 0.0028281 | 0.0028162 | 0.0028124 | 0.0028069 | 0.0028041 | 0.0027997 | 0.0027894 | 0.0027826 | 0.0027775 | 0.0027706 | 0.0027658
Best Res. Dishwasher (EE+DF) | Baseline uncompeted | Northwest, Great Basin, California, Rocky Mountains, Upper Midwest, Lower Midwest, Lakes/Mid-Atl., Texas, Southwest, Southeast, Northeast | Residential (New), Residential (Existing) | Other | -13.0687 | 54.8832 | 176.108 | 12151.3984 | 23.6209 | 23.8215 | 23.9912 | 24.17 | 24.4018 | 24.7033 | 25.1244 | 25.6522 | 26.1421 | 26.7393 | 27.2866 | 27.8274 | 28.2981 | 28.7094 | 29.1054 | 29.5465 | 30.0173 | 30.5535 | 31.054 | 31.5676 | 32.1002 | 32.5459 | 33.0147 | 33.488 | 33.9259 | 34.382
Best Res. Dishwasher (EE+DF) | Efficient uncompeted | Northwest, Great Basin, California, Rocky Mountains, Upper Midwest, Lower Midwest, Lakes/Mid-Atl., Texas, Southwest, Southeast, Northeast | Residential (New), Residential (Existing) | Other | -13.0687 | 54.8832 | 176.108 | 12151.3984 | 22.7326 | 22.0605 | 21.3747 | 20.7112 | 20.1054 | 19.5655 | 19.1216 | 18.7523 | 18.3472 | 18.0074 | 17.6217 | 17.2207 | 16.7677 | 16.2819 | 15.8098 | 15.6229 | 15.854 | 16.1359 | 16.399 | 16.669 | 16.9491 | 17.1833 | 17.4297 | 17.6785 | 17.9086 | 18.1482
Best Res. Dishwasher (EE+DF) | Baseline competed | Northwest, Great Basin, California, Rocky Mountains, Upper Midwest, Lower Midwest, Lakes/Mid-Atl., Texas, Southwest, Southeast, Northeast | Residential (New), Residential (Existing) | Other | -13.0687 | 54.8832 | 176.108 | 12151.3984 | 0.00016969 | 0.00016991 | 0.00016896 | 0.00016734 | 0.00016555 | 0.00016375 | 0.00016245 | 0.00016156 | 0.00016026 | 0.00015947 | 0.00015797 | 0.00015629 | 0.00015413 | 0.00015162 | 0.00014862 | 0.00014581 | 0.00014313 | 0.00014074 | 0.00013816 | 0.00013564 | 0.00013307 | 0.00013016 | 0.00012736 | 0.00012462 | 0.00012177 | 0.00011899
Best Res. Dishwasher (EE+DF) | Efficient competed | Northwest, Great Basin, California, Rocky Mountains, Upper Midwest, Lower Midwest, Lakes/Mid-Atl., Texas, Southwest, Southeast, Northeast | Residential (New), Residential (Existing) | Other | -13.0687 | 54.8832 | 176.108 | 12151.3984 | 0.00016331 | 0.00015741 | 0.00015068 | 0.00014363 | 0.00013672 | 0.00013008 | 0.00012405 | 0.00011854 | 0.0001129 | 0.00010779 | 0.00010236 | 9.7002e-05 | 9.1544e-05 | 8.6128e-05 | 8.0798e-05 | 7.7119e-05 | 7.5618e-05 | 7.435e-05 | 7.2986e-05 | 7.1651e-05 | 7.0289e-05 | 6.8746e-05 | 6.7265e-05 | 6.5813e-05 | 6.4307e-05 | 6.2837e-05
Best Res. GSHP (FS) | Baseline uncompeted | Northwest, Great Basin, California, Rocky Mountains, Upper Midwest, Lower Midwest, Lakes/Mid-Atl., Texas, Southwest, Southeast, Northeast | Residential (New), Residential (Existing) | Heating (Equip.), Cooling (Equip.) | -16.4479 | 69.1669 | 109.6837 | 1387.8262 | 1496.1612 | 1500.2253 | 1501.7275 | 1500.7957 | 1496.9537 | 1491.6338 | 1486.4574 | 1482.6551 | 1480.9651 | 1479.5332 | 1478.4189 | 1478.6594 | 1478.9173 | 1478.3513 | 1478.3915 | 1479.4649 | 1481.0955 | 1484.0027 | 1487.2757 | 1491.5785 | 1496.2178 | 1499.5241 | 1503.9152 | 1509.0616 | 1513.7387 | 1518.8022
Best Res. GSHP (FS) | Efficient uncompeted | Northwest, Great Basin, California, Rocky Mountains, Upper Midwest, Lower Midwest, Lakes/Mid-Atl., Texas, Southwest, Southeast, Northeast | Residential (New), Residential (Existing) | Heating (Equip.), Cooling (Equip.) | -16.4479 | 69.1669 | 109.6837 | 1387.8262 | 1460.5596 | 1429.3429 | 1395.9251 | 1360.4754 | 1323.0379 | 1285.3448 | 1249.4276 | 1216.3478 | 1185.1151 | 1155.7632 | 1126.8606 | 1099.5745 | 1071.9259 | 1043.3388 | 1015.4125 | 989.3041 | 964.5909 | 942.3264 | 920.2879 | 899.7044 | 880.4024 | 863.6825 | 860.2618 | 862.7774 | 865.7105 | 869.5917
Best Res. GSHP (FS) | Baseline competed | Northwest, Great Basin, California, Rocky Mountains, Upper Midwest, Lower Midwest, Lakes/Mid-Atl., Texas, Southwest, Southeast, Northeast | Residential (New), Residential (Existing) | Heating (Equip.), Cooling (Equip.) | -16.4479 | 69.1669 | 109.6837 | 1387.8262 | 2.019e-09 | 2.0424e-09 | 2.072e-09 | 2.1083e-09 | 2.1508e-09 | 2.0278e-09 | 1.9135e-09 | 1.8024e-09 | 1.7024e-09 | 1.6066e-09 | 1.5207e-09 | 1.4422e-09 | 1.373e-09 | 1.3027e-09 | 1.2406e-09 | 1.1828e-09 | 1.1292e-09 | 1.0735e-09 | 1.0275e-09 | 9.7622e-10 | 9.3372e-10 | 8.8712e-10 | 8.4228e-10 | 8.0155e-10 | 7.5817e-10 | 7.2095e-10
Best Res. GSHP (FS) | Efficient competed | Northwest, Great Basin, California, Rocky Mountains, Upper Midwest, Lower Midwest, Lakes/Mid-Atl., Texas, Southwest, Southeast, Northeast | Residential (New), Residential (Existing) | Heating (Equip.), Cooling (Equip.) | -16.4479 | 69.1669 | 109.6837 | 1387.8262 | 1.999e-09 | 2.0072e-09 | 2.0163e-09 | 2.0383e-09 | 2.0617e-09 | 1.8921e-09 | 1.7382e-09 | 1.5984e-09 | 1.4671e-09 | 1.3505e-09 | 1.242e-09 | 1.1477e-09 | 1.0592e-09 | 9.7915e-10 | 9.0353e-10 | 8.3584e-10 | 7.7341e-10 | 7.1656e-10 | 6.6556e-10 | 6.1984e-10 | 5.753e-10 | 5.246e-10 | 4.8855e-10 | 4.6364e-10 | 4.4136e-10 | 4.188e-10
Best Res. GSHP (LFL) | Baseline uncompeted | Northwest, Great Basin, California, Rocky Mountains, Upper Midwest, Lower Midwest, Lakes/Mid-Atl., Texas, Southwest, Southeast, Northeast | Residential (New), Residential (Existing) | Heating (Equip.), Cooling (Equip.) | 999 | 0 | -12.7543 | -791.2073 | 17.3423 | 18.2123 | 19.0438 | 19.8253 | 20.5996 | 21.3714 | 22.201 | 23.1019 | 23.9773 | 24.9052 | 25.9914 | 27.1015 | 28.1358 | 29.088 | 29.9992 | 30.9778 | 31.9811 | 33.061 | 34.1059 | 35.1649 | 36.245 | 37.2483 | 38.2986 | 39.3509 | 40.3665 | 41.423
Best Res. GSHP (LFL) | Efficient uncompeted | Northwest, Great Basin, California, Rocky Mountains, Upper Midwest, Lower Midwest, Lakes/Mid-Atl., Texas, Southwest, Southeast, Northeast | Residential (New), Residential (Existing) | Heating (Equip.), Cooling (Equip.) | 999 | 0 | -12.7543 | -791.2073 | 17.0945 | 17.7102 | 18.2816 | 18.7986 | 19.3032 | 19.7991 | 20.3419 | 20.9426 | 21.5119 | 22.1193 | 22.858 | 23.6071 | 24.2774 | 24.8691 | 25.4161 | 26.0147 | 26.6451 | 27.3817 | 28.1635 | 28.999 | 29.8996 | 30.765 | 31.6711 | 32.5806 | 33.4607 | 34.3761
Best Res. GSHP (LFL) | Baseline competed | Northwest, Great Basin, California, Rocky Mountains, Upper Midwest, Lower Midwest, Lakes/Mid-Atl., Texas, Southwest, Southeast, Northeast | Residential (New), Residential (Existing) | Heating (Equip.), Cooling (Equip.) | 999 | 0 | -12.7543 | -791.2073 | 17.0795 | 17.9343 | 18.749 | 19.5125 | 20.2669 | 21.0172 | 21.8226 | 22.6966 | 23.5283 | 24.3898 | 25.1265 | 25.9155 | 26.6617 | 27.3612 | 28.0404 | 28.8114 | 29.6316 | 30.5461 | 31.4495 | 32.3854 | 33.3589 | 34.2776 | 35.2541 | 36.2462 | 37.2159 | 38.2335
Best Res. GSHP (LFL) | Efficient competed | Northwest, Great Basin, California, Rocky Mountains, Upper Midwest, Lower Midwest, Lakes/Mid-Atl., Texas, Southwest, Southeast, Northeast | Residential (New), Residential (Existing) | Heating (Equip.), Cooling (Equip.) | 999 | 0 | -12.7543 | -791.2073 | 16.8355 | 17.4399 | 17.9986 | 18.502 | 18.9914 | 19.4709 | 19.9952 | 20.5751 | 21.1089 | 21.6611 | 22.0954 | 22.5706 | 23.0007 | 23.3867 | 23.7485 | 24.1854 | 24.6761 | 25.2861 | 25.9567 | 26.6935 | 27.5055 | 28.2986 | 29.1412 | 29.9983 | 30.838 | 31.7189
Best Res. GSHP (RST) | Baseline uncompeted | Northwest, Great Basin, California, Rocky Mountains, Upper Midwest, Lower Midwest, Lakes/Mid-Atl., Texas, Southwest, Southeast, Northeast | Residential (New), Residential (Existing) | Heating (Equip.), Cooling (Equip.) | -13.9267 | 51.4326 | 98.1281 | 6374.9544 | 439.169 | 439.1457 | 438.1834 | 436.1364 | 433.7591 | 431.2142 | 429.7409 | 429.7442 | 428.4941 | 428.2711 | 428.0289 | 428.1081 | 427.3479 | 425.544 | 423.6397 | 422.6509 | 422.2887 | 423.1611 | 423.8572 | 424.8779 | 426.4297 | 427.3396 | 428.8898 | 430.6324 | 432.0257 | 434.1243
Best Res. GSHP (RST) | Efficient uncompeted | Northwest, Great Basin, California, Rocky Mountains, Upper Midwest, Lower Midwest, Lakes/Mid-Atl., Texas, Southwest, Southeast, Northeast | Residential (New), Residential (Existing) | Heating (Equip.), Cooling (Equip.) | -13.9267 | 51.4326 | 98.1281 | 6374.9544 | 423.2309 | 407.6711 | 391.6666 | 375.1848 | 358.9925 | 343.2731 | 328.9588 | 316.2153 | 303.0162 | 291.0258 | 279.4037 | 268.3686 | 257.1978 | 245.8354 | 234.8502 | 224.7141 | 215.2242 | 206.7788 | 198.949 | 191.9458 | 187.1809 | 185.6691 | 187.5033 | 189.9681 | 192.2476 | 194.8205
Best Res. GSHP (RST) | Baseline competed | Northwest, Great Basin, California, Rocky Mountains, Upper Midwest, Lower Midwest, Lakes/Mid-Atl., Texas, Southwest, Southeast, Northeast | Residential (New), Residential (Existing) | Heating (Equip.), Cooling (Equip.) | -13.9267 | 51.4326 | 98.1281 | 6374.9544 | 2.0631e-05 | 2.0571e-05 | 2.042e-05 | 2.0175e-05 | 1.9874e-05 | 1.8741e-05 | 1.7722e-05 | 1.6827e-05 | 1.6232e-05 | 1.5457e-05 | 1.466e-05 | 1.3919e-05 | 1.3196e-05 | 1.2484e-05 | 1.1815e-05 | 1.1208e-05 | 1.0649e-05 | 1.0151e-05 | 9.6839e-06 | 9.2538e-06 | 8.8702e-06 | 8.6314e-06 | 8.1917e-06 | 7.7808e-06 | 7.3864e-06 | 7.0261e-06
Best Res. GSHP (RST) | Efficient competed | Northwest, Great Basin, California, Rocky Mountains, Upper Midwest, Lower Midwest, Lakes/Mid-Atl., Texas, Southwest, Southeast, Northeast | Residential (New), Residential (Existing) | Heating (Equip.), Cooling (Equip.) | -13.9267 | 51.4326 | 98.1281 | 6374.9544 | 1.9887e-05 | 1.9118e-05 | 1.8297e-05 | 1.7427e-05 | 1.6548e-05 | 1.5099e-05 | 1.3806e-05 | 1.2665e-05 | 1.1764e-05 | 1.0801e-05 | 9.8735e-06 | 9.0295e-06 | 8.2389e-06 | 7.4968e-06 | 6.8184e-06 | 6.2093e-06 | 5.6582e-06 | 5.1701e-06 | 4.7317e-06 | 4.3446e-06 | 4.0396e-06 | 3.8858e-06 | 3.7081e-06 | 3.5529e-06 | 3.4013e-06 | 3.2619e-06
Best Res. HPWH (EE+DF) | Baseline uncompeted | Northwest, Great Basin, California, Rocky Mountains, Upper Midwest, Lower Midwest, Lakes/Mid-Atl., Texas, Southwest, Southeast, Northeast | Residential (New), Residential (Existing) | Water Heating | 17.3596 | 5.2385 | 9.9957 | 733.9379 | 489.338 | 486.2228 | 482.5331 | 477.9364 | 473.2796 | 468.8278 | 465.8347 | 464.4077 | 463.5805 | 464.6804 | 466.8748 | 469.364 | 470.7098 | 470.8768 | 470.7507 | 471.4486 | 472.8178 | 475.5047 | 477.8676 | 480.4499 | 483.304 | 485.1431 | 487.5654 | 490.1633 | 492.4592 | 495.4665
Best Res. HPWH (EE+DF) | Efficient uncompeted | Northwest, Great Basin, California, Rocky Mountains, Upper Midwest, Lower Midwest, Lakes/Mid-Atl., Texas, Southwest, Southeast, Northeast | Residential (New), Residential (Existing) | Water Heating | 17.3596 | 5.2385 | 9.9957 | 733.9379 | 464.5096 | 437.298 | 410.2981 | 383.3056 | 357.1024 | 331.8835 | 308.4578 | 286.6535 | 265.928 | 246.8402 | 228.9265 | 212.5302 | 201.9627 | 201.9635 | 201.9007 | 202.1915 | 202.7712 | 203.9182 | 204.9286 | 206.0352 | 207.2577 | 208.0423 | 209.0775 | 210.1873 | 211.1686 | 212.4536
Best Res. HPWH (EE+DF) | Baseline competed | Northwest, Great Basin, California, Rocky Mountains, Upper Midwest, Lower Midwest, Lakes/Mid-Atl., Texas, Southwest, Southeast, Northeast | Residential (New), Residential (Existing) | Water Heating | 17.3596 | 5.2385 | 9.9957 | 733.9379 | 8.8214e-10 | 8.9445e-10 | 9.2552e-10 | 9.7329e-10 | 1.0404e-09 | 1.1195e-09 | 1.2198e-09 | 1.3455e-09 | 4.0309e-06 | 7.7409e-06 | 1.0968e-05 | 1.3977e-05 | 1.6657e-05 | 1.952e-05 | 2.2108e-05 | 2.4527e-05 | 2.6797e-05 | 2.8997e-05 | 3.1059e-05 | 3.3027e-05 | 3.4969e-05 | 3.6771e-05 | 3.8562e-05 | 4.0312e-05 | 4.2011e-05 | 4.3834e-05
Best Res. HPWH (EE+DF) | Efficient competed | Northwest, Great Basin, California, Rocky Mountains, Upper Midwest, Lower Midwest, Lakes/Mid-Atl., Texas, Southwest, Southeast, Northeast | Residential (New), Residential (Existing) | Water Heating | 17.3596 | 5.2385 | 9.9957 | 733.9379 | 8.373e-10 | 8.036e-10 | 7.8426e-10 | 7.7605e-10 | 7.7898e-10 | 7.8543e-10 | 8.0008e-10 | 8.2323e-10 | 2.2907e-06 | 4.0877e-06 | 5.3608e-06 | 6.322e-06 | 7.1527e-06 | 8.3778e-06 | 9.4869e-06 | 1.0524e-05 | 1.1497e-05 | 1.244e-05 | 1.3323e-05 | 1.4167e-05 | 1.5e-05 | 1.5772e-05 | 1.6539e-05 | 1.729e-05 | 1.8018e-05 | 1.8799e-05
Best Res. HPWH (EE+DF-FS) | Baseline uncompeted | Northwest, Great Basin, California, Rocky Mountains, Upper Midwest, Lower Midwest, Lakes/Mid-Atl., Texas, Southwest, Southeast, Northeast | Residential (New), Residential (Existing) | Water Heating | 4.9652 | 10.4041 | 11.1609 | 131.2246 | 319.1047 | 323.362 | 327.4995 | 331.564 | 334.9628 | 338.0171 | 340.4013 | 342.5426 | 344.6371 | 346.5948 | 348.5385 | 350.5159 | 352.3682 | 353.9391 | 355.6175 | 357.2528 | 358.8099 | 360.4276 | 362.2697 | 364.3573 | 366.3516 | 367.5484 | 369.0885 | 371.08 | 373.247 | 375.2877
Best Res. HPWH (EE+DF-FS) | Efficient uncompeted | Northwest, Great Basin, California, Rocky Mountains, Upper Midwest, Lower Midwest, Lakes/Mid-Atl., Texas, Southwest, Southeast, Northeast | Residential (New), Residential (Existing) | Water Heating | 4.9652 | 10.4041 | 11.1609 | 131.2246 | 307.0682 | 299.0135 | 290.5429 | 281.6782 | 272.075 | 262.2033 | 252.0991 | 242.1919 | 232.0229 | 222.2491 | 212.3841 | 203.083 | 194.2454 | 192.9345 | 192.9713 | 193.3308 | 193.8594 | 194.873 | 195.7958 | 196.9482 | 198.1788 | 198.469 | 199.1016 | 200.0235 | 200.849 | 201.7334
Best Res. HPWH (EE+DF-FS) | Baseline competed | Northwest, Great Basin, California, Rocky Mountains, Upper Midwest, Lower Midwest, Lakes/Mid-Atl., Texas, Southwest, Southeast, Northeast | Residential (New), Residential (Existing) | Water Heating | 4.9652 | 10.4041 | 11.1609 | 131.2246 | 1.5934e-09 | 1.5723e-09 | 1.5498e-09 | 1.5292e-09 | 1.5184e-09 | 1.4926e-09 | 1.475e-09 | 1.4656e-09 | 5.4537e-06 | 1.039e-05 | 1.4308e-05 | 1.7694e-05 | 2.0583e-05 | 2.363e-05 | 2.6213e-05 | 2.8562e-05 | 3.0714e-05 | 3.2632e-05 | 3.429e-05 | 3.5705e-05 | 3.7155e-05 | 3.9026e-05 | 4.0827e-05 | 4.2451e-05 | 4.4117e-05 | 4.6004e-05
Best Res. HPWH (EE+DF-FS) | Efficient competed | Northwest, Great Basin, California, Rocky Mountains, Upper Midwest, Lower Midwest, Lakes/Mid-Atl., Texas, Southwest, Southeast, Northeast | Residential (New), Residential (Existing) | Water Heating | 4.9652 | 10.4041 | 11.1609 | 131.2246 | 1.5369e-09 | 1.4592e-09 | 1.3821e-09 | 1.3062e-09 | 1.2394e-09 | 1.1626e-09 | 1.0946e-09 | 1.0351e-09 | 3.7234e-06 | 6.7311e-06 | 8.7682e-06 | 1.0297e-05 | 1.1388e-05 | 1.2922e-05 | 1.427e-05 | 1.5506e-05 | 1.6648e-05 | 1.77e-05 | 1.8594e-05 | 1.9365e-05 | 2.0168e-05 | 2.1145e-05 | 2.2098e-05 | 2.296e-05 | 2.382e-05 | 2.4812e-05
Best Res. N-Elec. Env. | Baseline uncompeted | Northwest, Great Basin, California, Rocky Mountains, Upper Midwest, Lower Midwest, Lakes/Mid-Atl., Texas, Southwest, Southeast, Northeast | Residential (New), Residential (Existing) | Heating (Equip.) | 45.4841 | 2.1983 | 3.2933 | 61.6558 | 1354.0815 | 1348.4029 | 1341.123 | 1332.4264 | 1321.5431 | 1309.5188 | 1297.0018 | 1284.4846 | 1274.9205 | 1264.3519 | 1254.0823 | 1244.5702 | 1235.7292 | 1226.8303 | 1218.6805 | 1211.0707 | 1203.8454 | 1196.8943 | 1190.6398 | 1184.8994 | 1179.02 | 1172.3979 | 1166.1464 | 1160.3542 | 1154.5913 | 1148.5392
Best Res. N-Elec. Env. | Efficient uncompeted | Northwest, Great Basin, California, Rocky Mountains, Upper Midwest, Lower Midwest, Lakes/Mid-Atl., Texas, Southwest, Southeast, Northeast | Residential (New), Residential (Existing) | Heating (Equip.) | 45.4841 | 2.1983 | 3.2933 | 61.6558 | 1327.312 | 1295.7136 | 1263.3874 | 1230.5532 | 1196.6245 | 1162.6692 | 1129.2699 | 1096.788 | 1067.6782 | 1038.5547 | 1010.4348 | 983.6235 | 958.0085 | 932.9937 | 909.1696 | 886.3073 | 864.2804 | 843.0016 | 822.7371 | 803.3236 | 784.3205 | 765.7676 | 749.3065 | 734.3912 | 720.4443 | 707.6169
Best Res. N-Elec. Env. | Baseline competed | Northwest, Great Basin, California, Rocky Mountains, Upper Midwest, Lower Midwest, Lakes/Mid-Atl., Texas, Southwest, Southeast, Northeast | Residential (New), Residential (Existing) | Heating (Equip.) | 45.4841 | 2.1983 | 3.2933 | 61.6558 | 1310.3541 | 1304.4169 | 1296.6663 | 1287.3165 | 1275.8215 | 1258.6145 | 1241.4934 | 1224.8361 | 1212.6744 | 1199.7498 | 1187.263 | 1175.5642 | 1164.608 | 1153.7526 | 1143.6107 | 1093.1883 | 1046.1936 | 1002.4083 | 962.0794 | 925.2646 | 893.054 | 856.1133 | 822.5409 | 792.5801 | 766.1613 | 741.0344
Best Res. N-Elec. Env. | Efficient competed | Northwest, Great Basin, California, Rocky Mountains, Upper Midwest, Lower Midwest, Lakes/Mid-Atl., Texas, Southwest, Southeast, Northeast | Residential (New), Residential (Existing) | Heating (Equip.) | 45.4841 | 2.1983 | 3.2933 | 61.6558 | 1284.4611 | 1253.4977 | 1221.6115 | 1189.0561 | 1155.4426 | 1118.0574 | 1081.8256 | 1046.9922 | 1016.7553 | 986.7381 | 957.8719 | 930.3745 | 904.1627 | 878.7021 | 854.434 | 801.7533 | 753.1394 | 708.2754 | 667.191 | 629.7715 | 596.8295 | 562.4425 | 532.1065 | 505.4015 | 481.9761 | 460.4837
Best Res. Pool Pump (EE+DF) | Baseline uncompeted | Northwest, Great Basin, California, Rocky Mountains, Upper Midwest, Lower Midwest, Lakes/Mid-Atl., Texas, Southwest, Southeast, Northeast | Residential (New), Residential (Existing) | Other | -17.9986 | 16.729 | 48.7298 | 5382.6509 | 70.4034 | 71.0139 | 71.6645 | 72.3202 | 73.1129 | 74.0996 | 75.4504 | 77.1963 | 78.769 | 80.687 | 82.7785 | 85.0681 | 87.292 | 89.3867 | 91.5944 | 94.0875 | 96.8187 | 99.8721 | 102.8999 | 105.9961 | 109.1915 | 112.1836 | 115.3445 | 118.5396 | 121.6779 | 124.9999
Best Res. Pool Pump (EE+DF) | Efficient uncompeted | Northwest, Great Basin, California, Rocky Mountains, Upper Midwest, Lower Midwest, Lakes/Mid-Atl., Texas, Southwest, Southeast, Northeast | Residential (New), Residential (Existing) | Other | -17.9986 | 16.729 | 48.7298 | 5382.6509 | 68.5554 | 67.3615 | 66.2454 | 65.171 | 64.2551 | 63.5377 | 63.1473 | 63.0883 | 62.8847 | 62.9509 | 63.3443 | 64.9828 | 66.5566 | 68.1423 | 69.826 | 71.7275 | 73.8106 | 76.1394 | 78.4488 | 80.8105 | 83.2481 | 85.5309 | 87.9424 | 90.3802 | 92.7744 | 95.3092
Best Res. Pool Pump (EE+DF) | Baseline competed | Northwest, Great Basin, California, Rocky Mountains, Upper Midwest, Lower Midwest, Lakes/Mid-Atl., Texas, Southwest, Southeast, Northeast | Residential (New), Residential (Existing) | Other | -17.9986 | 16.729 | 48.7298 | 5382.6509 | 68.9497 | 69.4488 | 69.8729 | 70.1778 | 70.5204 | 71.6629 | 73.1352 | 74.9725 | 76.6407 | 78.6417 | 80.8542 | 83.2526 | 85.5815 | 87.7807 | 90.0852 | 92.6687 | 95.4825 | 98.61 | 101.7086 | 104.871 | 108.1361 | 111.1946 | 114.4154 | 117.6655 | 120.8542 | 124.223
Best Res. Pool Pump (EE+DF) | Efficient competed | Northwest, Great Basin, California, Rocky Mountains, Upper Midwest, Lower Midwest, Lakes/Mid-Atl., Texas, Southwest, Southeast, Northeast | Residential (New), Residential (Existing) | Other | -17.9986 | 16.729 | 48.7298 | 5382.6509 | 67.1399 | 65.8785 | 64.5932 | 63.2468 | 61.9851 | 61.4541 | 61.2135 | 61.2735 | 61.1871 | 61.3558 | 61.8718 | 63.5959 | 65.2525 | 66.9181 | 68.6755 | 70.6458 | 72.7919 | 75.1772 | 77.5407 | 79.9528 | 82.4434 | 84.7769 | 87.234 | 89.7138 | 92.1464 | 94.7169
Best Residential Gas Dryer | Baseline uncompeted | Northwest, Great Basin, California, Rocky Mountains, Upper Midwest, Lower Midwest, Lakes/Mid-Atl., Texas, Southwest, Southeast, Northeast | Residential (New), Residential (Existing) | Other | -21.1208 | 98.726 | 167.2512 | 3161.0517 | 12.1899 | 12.5081 | 12.8212 | 13.1168 | 13.3687 | 13.5933 | 13.8015 | 14.0065 | 14.2028 | 14.3932 | 14.5785 | 14.7653 | 14.959 | 15.1519 | 15.3577 | 15.5675 | 15.7781 | 15.9938 | 16.2189 | 16.4523 | 16.6766 | 16.8564 | 17.0483 | 17.2595 | 17.4783 | 17.6896
Best Residential Gas Dryer | Efficient uncompeted | Northwest, Great Basin, California, Rocky Mountains, Upper Midwest, Lower Midwest, Lakes/Mid-Atl., Texas, Southwest, Southeast, Northeast | Residential (New), Residential (Existing) | Other | -21.1208 | 98.726 | 167.2512 | 3161.0517 | 12.1418 | 12.4108 | 12.6737 | 12.9183 | 13.1191 | 13.2927 | 13.4499 | 13.6037 | 13.7487 | 13.8878 | 14.0216 | 14.1565 | 14.2988 | 14.4584 | 14.6516 | 14.8518 | 15.0527 | 15.2584 | 15.4732 | 15.6959 | 15.9099 | 16.0814 | 16.2645 | 16.466 | 16.6747 | 16.8763
Best Residential Gas Dryer | Baseline competed | Northwest, Great Basin, California, Rocky Mountains, Upper Midwest, Lower Midwest, Lakes/Mid-Atl., Texas, Southwest, Southeast, Northeast | Residential (New), Residential (Existing) | Other | -21.1208 | 98.726 | 167.2512 | 3161.0517 | 6.0949 | 6.2541 | 6.4106 | 6.5584 | 6.6844 | 6.7967 | 6.9008 | 7.0032 | 7.1014 | 7.1966 | 7.2893 | 7.3826 | 7.4795 | 7.576 | 7.6788 | 7.7838 | 7.889 | 7.9969 | 8.1095 | 8.2262 | 8.3383 | 8.4282 | 8.5241 | 8.6298 | 8.7392 | 8.8448
Best Residential Gas Dryer | Efficient competed | Northwest, Great Basin, California, Rocky Mountains, Upper Midwest, Lower Midwest, Lakes/Mid-Atl., Texas, Southwest, Southeast, Northeast | Residential (New), Residential (Existing) | Other | -21.1208 | 98.726 | 167.2512 | 3161.0517 | 6.0709 | 6.2054 | 6.3369 | 6.4591 | 6.5595 | 6.6463 | 6.725 | 6.8018 | 6.8744 | 6.9439 | 7.0108 | 7.0782 | 7.1494 | 7.2292 | 7.3258 | 7.4259 | 7.5263 | 7.6292 | 7.7366 | 7.8479 | 7.9549 | 8.0407 | 8.1322 | 8.233 | 8.3374 | 8.4381
Best Residential Gas Storage WH | Baseline uncompeted | Northwest, Great Basin, California, Rocky Mountains, Upper Midwest, Lower Midwest, Lakes/Mid-Atl., Texas, Southwest, Southeast, Northeast | Residential (New), Residential (Existing) | Water Heating | 999 | 0 | -3.4737 | -65.6522 | 292.9621 | 297.8296 | 302.4761 | 306.9732 | 310.7344 | 314.0752 | 316.812 | 319.3464 | 321.8562 | 324.2393 | 326.6138 | 329.0102 | 331.2733 | 333.247 | 335.3106 | 337.3137 | 339.2224 | 341.1696 | 343.3178 | 345.6846 | 347.9391 | 349.3899 | 351.1672 | 353.381 | 355.7601 | 358.0017
Best Residential Gas Storage WH | Efficient uncompeted | Northwest, Great Basin, California, Rocky Mountains, Upper Midwest, Lower Midwest, Lakes/Mid-Atl., Texas, Southwest, Southeast, Northeast | Residential (New), Residential (Existing) | Water Heating | 999 | 0 | -3.4737 | -65.6522 | 286.6296 | 285.0935 | 283.2773 | 281.2633 | 278.5412 | 275.4364 | 271.8024 | 268.006 | 264.2157 | 260.3461 | 256.503 | 252.716 | 249.2256 | 249.9544 | 251.483 | 252.9853 | 254.4168 | 255.8772 | 257.4883 | 259.2634 | 260.9543 | 262.0425 | 263.3754 | 265.0358 | 266.8201 | 268.5013
Best Residential Gas Storage WH | Baseline competed | Northwest, Great Basin, California, Rocky Mountains, Upper Midwest, Lower Midwest, Lakes/Mid-Atl., Texas, Southwest, Southeast, Northeast | Residential (New), Residential (Existing) | Water Heating | 999 | 0 | -3.4737 | -65.6522 | 131.1874 | 133.3926 | 135.6154 | 137.8045 | 139.4908 | 140.5366 | 141.1778 | 141.6295 | 138.4983 | 135.6435 | 132.8973 | 130.4381 | 128.082 | 125.0904 | 122.6183 | 120.3488 | 118.2304 | 116.3835 | 114.8898 | 113.7262 | 112.5915 | 110.7524 | 109.1255 | 107.8444 | 106.5939 | 105.2159
Best Residential Gas Storage WH | Efficient competed | Northwest, Great Basin, California, Rocky Mountains, Upper Midwest, Lower Midwest, Lakes/Mid-Atl., Texas, Southwest, Southeast, Northeast | Residential (New), Residential (Existing) | Water Heating | 999 | 0 | -3.4737 | -65.6522 | 128.4055 | 127.7758 | 127.118 | 126.39 | 125.1817 | 123.402 | 121.281 | 119.0184 | 113.8955 | 109.1165 | 104.538 | 100.2938 | 96.3749 | 93.8254 | 91.9637 | 90.2616 | 88.6728 | 87.2876 | 86.1674 | 85.2946 | 84.4436 | 83.0643 | 81.8441 | 80.8833 | 79.9454 | 78.9119
Best Residential LED Lighting | Baseline uncompeted | Northwest, Great Basin, California, Rocky Mountains, Upper Midwest, Lower Midwest, Lakes/Mid-Atl., Texas, Southwest, Southeast, Northeast | Residential (New), Residential (Existing) | Lighting | 999 | 0 | -9.4836 | -643.5777 | 80.6537 | 79.6656 | 79.4354 | 79.5154 | 79.6114 | 78.3621 | 77.513 | 77.1252 | 76.69 | 76.7365 | 76.9411 | 77.1983 | 77.2659 | 77.1418 | 77.0184 | 74.7675 | 73.0222 | 71.8649 | 71.0809 | 70.753 | 70.6679 | 70.4751 | 70.4241 | 70.4538 | 70.4972 | 70.6518
Best Residential LED Lighting | Efficient uncompeted | Northwest, Great Basin, California, Rocky Mountains, Upper Midwest, Lower Midwest, Lakes/Mid-Atl., Texas, Southwest, Southeast, Northeast | Residential (New), Residential (Existing) | Lighting | 999 | 0 | -9.4836 | -643.5777 | 78.0502 | 74.383 | 71.5439 | 69.1571 | 66.8637 | 63.3318 | 60.4508 | 58.6787 | 57.5156 | 56.6558 | 55.8496 | 55.0638 | 54.1342 | 53.0983 | 52.9918 | 51.1371 | 50.0666 | 49.3923 | 48.97 | 48.8585 | 48.9125 | 48.89 | 48.964 | 49.0927 | 49.2295 | 49.4431
Best Residential LED Lighting | Baseline competed | Northwest, Great Basin, California, Rocky Mountains, Upper Midwest, Lower Midwest, Lakes/Mid-Atl., Texas, Southwest, Southeast, Northeast | Residential (New), Residential (Existing) | Lighting | 999 | 0 | -9.4836 | -643.5777 | 47.264 | 47.0202 | 47.0248 | 47.0923 | 47.1661 | 46.0486 | 45.2031 | 44.6565 | 44.1491 | 43.8951 | 43.7545 | 43.6647 | 43.4868 | 43.2075 | 42.9469 | 41.4775 | 40.2834 | 39.4337 | 38.8054 | 38.4399 | 38.2181 | 37.948 | 37.7629 | 37.6297 | 37.5101 | 37.4552
Best Residential LED Lighting | Efficient competed | Northwest, Great Basin, California, Rocky Mountains, Upper Midwest, Lower Midwest, Lakes/Mid-Atl., Texas, Southwest, Southeast, Northeast | Residential (New), Residential (Existing) | Lighting | 999 | 0 | -9.4836 | -643.5777 | 45.725 | 43.8951 | 42.3532 | 40.9577 | 39.6137 | 37.2146 | 35.2464 | 33.9636 | 33.0858 | 32.3832 | 31.7342 | 31.118 | 30.4401 | 29.7129 | 29.5204 | 28.3358 | 27.5873 | 27.0702 | 26.702 | 26.5125 | 26.4204 | 26.2935 | 26.2242 | 26.1897 | 26.1639 | 26.1822
Best Residential Oil WH | Baseline uncompeted | Northwest, Great Basin, California, Rocky Mountains, Upper Midwest, Lower Midwest, Lakes/Mid-Atl., Texas, Southwest, Southeast, Northeast | Residential (New), Residential (Existing) | Water Heating | 22.2433 | 4.2747 | 16.4074 | 221.3032 | 10.6782 | 10.3842 | 10.1289 | 9.9159 | 9.7463 | 9.6269 | 9.4876 | 9.3406 | 9.1871 | 9.0336 | 8.8747 | 8.7184 | 8.5617 | 8.408 | 8.2583 | 8.1137 | 7.9725 | 7.8393 | 7.7114 | 7.5926 | 7.4795 | 7.3681 | 7.2619 | 7.1613 | 7.063 | 6.9683
Best Residential Oil WH | Efficient uncompeted | Northwest, Great Basin, California, Rocky Mountains, Upper Midwest, Lower Midwest, Lakes/Mid-Atl., Texas, Southwest, Southeast, Northeast | Residential (New), Residential (Existing) | Water Heating | 22.2433 | 4.2747 | 16.4074 | 221.3032 | 10.612 | 10.255 | 9.9394 | 9.668 | 9.4415 | 9.2657 | 9.0719 | 8.8719 | 8.6672 | 8.4641 | 8.2591 | 8.0845 | 7.9321 | 7.7897 | 7.651 | 7.5171 | 7.3863 | 7.2629 | 7.1444 | 7.0343 | 6.9296 | 6.8263 | 6.7279 | 6.6348 | 6.5436 | 6.4559
Best Residential Oil WH | Baseline competed | Northwest, Great Basin, California, Rocky Mountains, Upper Midwest, Lower Midwest, Lakes/Mid-Atl., Texas, Southwest, Southeast, Northeast | Residential (New), Residential (Existing) | Water Heating | 22.2433 | 4.2747 | 16.4074 | 221.3032 | 0 | 0 | 0 | 0 | 0 | 0 | 0 | 0 | 1.4917e-10 | 2.9981e-10 | 4.229e-10 | 5.3046e-10 | 5.794e-10 | 7.0161e-10 | 8.3144e-10 | 9.6684e-10 | 1.0879e-09 | 1.2215e-09 | 1.3437e-09 | 1.4935e-09 | 1.6383e-09 | 1.7288e-09 | 1.805e-09 | 1.8771e-09 | 1.9243e-09 | 1.9601e-09
Best Residential Oil WH | Efficient competed | Northwest, Great Basin, California, Rocky Mountains, Upper Midwest, Lower Midwest, Lakes/Mid-Atl., Texas, Southwest, Southeast, Northeast | Residential (New), Residential (Existing) | Water Heating | 22.2433 | 4.2747 | 16.4074 | 221.3032 | 0 | 0 | 0 | 0 | 0 | 0 | 0 | 0 | 1.4097e-10 | 2.8105e-10 | 3.9389e-10 | 4.9206e-10 | 5.369e-10 | 6.5003e-10 | 7.7019e-10 | 8.9562e-10 | 1.0079e-09 | 1.1318e-09 | 1.245e-09 | 1.3839e-09 | 1.5178e-09 | 1.6016e-09 | 1.6723e-09 | 1.7391e-09 | 1.7827e-09 | 1.8159e-09
Best Residential Refrigerator | Baseline uncompeted | Northwest, Great Basin, California, Rocky Mountains, Upper Midwest, Lower Midwest, Lakes/Mid-Atl., Texas, Southwest, Southeast, Northeast | Residential (New), Residential (Existing) | Refrigeration | 999 | 0 | -78.0551 | -5296.1183 | 238.0972 | 235.9648 | 233.8691 | 231.7946 | 230.1713 | 229.1813 | 229.2852 | 230.316 | 230.9512 | 232.4731 | 233.8368 | 235.4269 | 236.6904 | 237.7354 | 238.9083 | 240.7066 | 242.9957 | 246.0369 | 248.7773 | 251.6005 | 254.5451 | 256.7647 | 259.1285 | 261.4829 | 263.5136 | 265.638
Best Residential Refrigerator | Efficient uncompeted | Northwest, Great Basin, California, Rocky Mountains, Upper Midwest, Lower Midwest, Lakes/Mid-Atl., Texas, Southwest, Southeast, Northeast | Residential (New), Residential (Existing) | Refrigeration | 999 | 0 | -78.0551 | -5296.1183 | 236.5485 | 232.9283 | 229.4016 | 225.9505 | 222.9917 | 220.6926 | 219.4805 | 219.1755 | 218.5111 | 218.6995 | 218.747 | 219.013 | 218.9823 | 218.759 | 218.6871 | 219.2195 | 220.5896 | 223.3503 | 225.8381 | 228.401 | 231.074 | 233.089 | 235.2349 | 237.3722 | 239.2156 | 241.1441
Best Residential Refrigerator | Baseline competed | Northwest, Great Basin, California, Rocky Mountains, Upper Midwest, Lower Midwest, Lakes/Mid-Atl., Texas, Southwest, Southeast, Northeast | Residential (New), Residential (Existing) | Refrigeration | 999 | 0 | -78.0551 | -5296.1183 | 68.0904 | 67.4357 | 66.7611 | 66.0737 | 65.5077 | 64.9772 | 64.7746 | 64.849 | 64.832 | 65.0816 | 65.2966 | 65.5874 | 65.8005 | 65.9681 | 66.1844 | 66.5887 | 67.1317 | 67.8928 | 68.5797 | 69.2971 | 70.055 | 70.618 | 71.2235 | 71.8303 | 72.349 | 72.8927
Best Residential Refrigerator | Efficient competed | Northwest, Great Basin, California, Rocky Mountains, Upper Midwest, Lower Midwest, Lakes/Mid-Atl., Texas, Southwest, Southeast, Northeast | Residential (New), Residential (Existing) | Refrigeration | 999 | 0 | -78.0551 | -5296.1183 | 67.6475 | 66.5684 | 65.487 | 64.4097 | 63.4668 | 62.5741 | 62.009 | 61.7168 | 61.3444 | 61.2298 | 61.0867 | 61.0178 | 60.8802 | 60.7043 | 60.5837 | 60.645 | 60.9417 | 61.6326 | 62.2562 | 62.9073 | 63.5954 | 64.1064 | 64.6561 | 65.207 | 65.6779 | 66.1714
Com. Cooking (FS) | Baseline uncompeted | Northwest, Great Basin, California, Rocky Mountains, Upper Midwest, Lower Midwest, Lakes/Mid-Atl., Texas, Southwest, Southeast, Northeast | Commercial (New), Commercial (Existing) | Cooking | 999 | 999 | 999 | 804.1083 | 101.6842 | 104.3405 | 106.4626 | 108.308 | 109.8722 | 111.3303 | 112.7824 | 114.1316 | 115.25 | 116.2439 | 117.1527 | 118.082 | 118.9374 | 119.5992 | 120.3158 | 120.9384 | 121.5789 | 122.2553 | 123.0519 | 123.9558 | 124.7364 | 125.0293 | 125.542 | 126.3254 | 127.205 | 127.9892
Com. Cooking (FS) | Efficient uncompeted | Northwest, Great Basin, California, Rocky Mountains, Upper Midwest, Lower Midwest, Lakes/Mid-Atl., Texas, Southwest, Southeast, Northeast | Commercial (New), Commercial (Existing) | Cooking | 999 | 999 | 999 | 804.1083 | 105.5963 | 112.0375 | 117.7454 | 122.9564 | 127.7344 | 132.3739 | 137.2255 | 142.2302 | 146.6257 | 151.2044 | 155.422 | 157.5953 | 158.4214 | 158.6683 | 158.9338 | 159.3295 | 159.9223 | 160.9353 | 161.9324 | 163.1513 | 164.3158 | 164.4097 | 164.9246 | 165.8352 | 166.7159 | 167.5772
Com. Cooking (FS) | Baseline competed | Northwest, Great Basin, California, Rocky Mountains, Upper Midwest, Lower Midwest, Lakes/Mid-Atl., Texas, Southwest, Southeast, Northeast | Commercial (New), Commercial (Existing) | Cooking | 999 | 999 | 999 | 804.1083 | 101.6842 | 104.3405 | 106.4626 | 108.308 | 109.8722 | 111.3303 | 112.7824 | 114.1316 | 115.25 | 116.2439 | 117.1527 | 118.082 | 118.9374 | 119.5992 | 120.3158 | 120.9384 | 121.5789 | 122.2553 | 123.0519 | 123.9558 | 124.7364 | 125.0293 | 125.542 | 126.3254 | 127.205 | 127.9892
Com. Cooking (FS) | Efficient competed | Northwest, Great Basin, California, Rocky Mountains, Upper Midwest, Lower Midwest, Lakes/Mid-Atl., Texas, Southwest, Southeast, Northeast | Commercial (New), Commercial (Existing) | Cooking | 999 | 999 | 999 | 804.1083 | 105.5963 | 112.0375 | 117.7454 | 122.9564 | 127.7344 | 132.3739 | 137.2255 | 142.2302 | 146.6257 | 151.2044 | 155.422 | 157.5953 | 158.4214 | 158.6683 | 158.9338 | 159.3295 | 159.9223 | 160.9353 | 161.9324 | 163.1513 | 164.3158 | 164.4097 | 164.9246 | 165.8352 | 166.7159 | 167.5772
Commercial Lighting, 90.1 c. 2022 | Baseline uncompeted | Northwest, Great Basin, California, Rocky Mountains, Upper Midwest, Lower Midwest, Lakes/Mid-Atl., Texas, Southwest, Southeast, Northeast | Commercial (New), Commercial (Existing) | Lighting | 30.0257 | 3.3269 | 4.1841 | 999 | 243.2499 | 240.1011 | 237.8696 | 236.5426 | 237.4695 | 236.3689 | 238.1231 | 242.0599 | 243.8968 | 247.155 | 249.9411 | 252.4958 | 253.0106 | 252.0453 | 249.9169 | 251.9002 | 255.3614 | 260.3938 | 264.9138 | 269.8835 | 275.9937 | 281.8982 | 288.7913 | 295.5963 | 302.0795 | 309.8714
Commercial Lighting, 90.1 c. 2022 | Efficient uncompeted | Northwest, Great Basin, California, Rocky Mountains, Upper Midwest, Lower Midwest, Lakes/Mid-Atl., Texas, Southwest, Southeast, Northeast | Commercial (New), Commercial (Existing) | Lighting | 30.0257 | 3.3269 | 4.1841 | 999 | 238.2401 | 230.4727 | 223.8672 | 218.28 | 214.7779 | 209.5703 | 207.1225 | 207.8709 | 208.5762 | 210.6485 | 212.4729 | 213.689 | 212.736 | 210.2907 | 206.7331 | 207.1958 | 208.5931 | 211.8726 | 215.0009 | 218.4841 | 222.8039 | 226.9304 | 231.8244 | 236.667 | 241.2701 | 246.8359
Commercial Lighting, 90.1 c. 2022 | Baseline competed | Northwest, Great Basin, California, Rocky Mountains, Upper Midwest, Lower Midwest, Lakes/Mid-Atl., Texas, Southwest, Southeast, Northeast | Commercial (New), Commercial (Existing) | Lighting | 30.0257 | 3.3269 | 4.1841 | 999 | 64.218 | 63.3867 | 62.7976 | 62.4473 | 62.6919 | 58.1332 | 54.8026 | 52.5042 | 51.0634 | 49.5409 | 46.7248 | 44.3064 | 41.9463 | 39.6715 | 37.5979 | 36.3858 | 35.5746 | 35.0302 | 34.329 | 34.0699 | 34.0193 | 34.0016 | 34.1653 | 34.3715 | 34.5762 | 38.4045
Commercial Lighting, 90.1 c. 2022 | Efficient competed | Northwest, Great Basin, California, Rocky Mountains, Upper Midwest, Lower Midwest, Lakes/Mid-Atl., Texas, Southwest, Southeast, Northeast | Commercial (New), Commercial (Existing) | Lighting | 30.0257 | 3.3269 | 4.1841 | 999 | 62.8954 | 60.8448 | 59.1009 | 57.6259 | 56.7014 | 51.5955 | 47.7614 | 45.2142 | 43.7398 | 42.2806 | 39.8505 | 37.6868 | 35.5088 | 33.3722 | 31.4113 | 30.2483 | 29.3855 | 28.8366 | 28.2106 | 27.9394 | 27.8306 | 27.7495 | 27.8138 | 27.9165 | 28.0218 | 31.0632
Commercial Plug Loads, Tier 1 APS | Baseline uncompeted | Northwest, Great Basin, California, Rocky Mountains, Upper Midwest, Lower Midwest, Lakes/Mid-Atl., Texas, Southwest, Southeast, Northeast | Commercial (New), Commercial (Existing) | Computers and Electronics | -4.2491 | 11.2526 | 24.4127 | 1693.83 | 506.6783 | 509.8095 | 512.2829 | 515.5644 | 519.9649 | 526.1923 | 534.5555 | 544.9966 | 553.4823 | 563.3569 | 572.2321 | 581.2918 | 588.2681 | 594.5612 | 599.9381 | 606.1156 | 612.6407 | 620.5541 | 628.0372 | 635.2796 | 643.0167 | 649.4536 | 655.7258 | 662.2048 | 667.7251 | 673.1082
Commercial Plug Loads, Tier 1 APS | Efficient uncompeted | Northwest, Great Basin, California, Rocky Mountains, Upper Midwest, Lower Midwest, Lakes/Mid-Atl., Texas, Southwest, Southeast, Northeast | Commercial (New), Commercial (Existing) | Computers and Electronics | -4.2491 | 11.2526 | 24.4127 | 1693.83 | 496.054 | 488.7691 | 481.0393 | 474.2102 | 469.4682 | 473.4359 | 479.3556 | 487.1608 | 493.238 | 501.3877 | 509.2866 | 517.3497 | 523.5586 | 529.1595 | 533.9449 | 539.4429 | 545.2502 | 552.2932 | 558.9531 | 565.3989 | 572.2848 | 578.0137 | 583.5959 | 589.3623 | 594.2753 | 599.0663
Commercial Plug Loads, Tier 1 APS | Baseline competed | Northwest, Great Basin, California, Rocky Mountains, Upper Midwest, Lower Midwest, Lakes/Mid-Atl., Texas, Southwest, Southeast, Northeast | Commercial (New), Commercial (Existing) | Computers and Electronics | -4.2491 | 11.2526 | 24.4127 | 1693.83 | -2.9307e-13 | 5.8614e-13 | -5.8614e-13 | -2.9307e-13 | -2.9307e-13 | 0 | 0 | -8.7921e-13 | 0 | 0 | 2.9307e-13 | 2.9307e-13 | 0 | -2.9307e-13 | -2.9307e-13 | -1.1723e-12 | 2.9307e-13 | 2.9307e-13 | 2.9307e-13 | 5.8614e-13 | -2.9307e-13 | 5.8614e-13 | -1.7584e-12 | 5.8614e-13 | -1.4654e-12 | 8.7921e-13
Commercial Plug Loads, Tier 1 APS | Efficient competed | Northwest, Great Basin, California, Rocky Mountains, Upper Midwest, Lower Midwest, Lakes/Mid-Atl., Texas, Southwest, Southeast, Northeast | Commercial (New), Commercial (Existing) | Computers and Electronics | -4.2491 | 11.2526 | 24.4127 | 1693.83 | -2.9307e-13 | -2.9307e-13 | 5.8614e-13 | -5.8614e-13 | -2.9307e-13 | -2.9307e-13 | 2.9307e-13 | 8.7921e-13 | 8.7921e-13 | 8.7921e-13 | 8.7921e-13 | 8.7921e-13 | 0 | -2.9307e-13 | -2.9307e-13 | 2.9307e-13 | -8.7921e-13 | 5.8614e-13 | 2.9307e-13 | -8.7921e-13 | 0 | 2.9307e-13 | -5.8614e-13 | 5.8614e-13 | 8.7921e-13 | 0
ENERGY STAR Com. ASHP (FS) + Env. | Baseline uncompeted | California, Upper Midwest, Lower Midwest, Texas, Southwest, Southeast | Commercial (New), Commercial (Existing) | Heating (Equip.), Cooling (Equip.) | -6.1725 | 45.5444 | 42.6366 | 554.0505 | 270.957 | 272.2344 | 272.5159 | 272.1653 | 271.4427 | 270.4417 | 269.9886 | 269.8975 | 268.8208 | 268 | 267.0156 | 266.1175 | 264.8903 | 263.1817 | 261.5816 | 260.0835 | 258.7998 | 257.8844 | 256.9622 | 256.2218 | 255.6051 | 254.5205 | 253.8404 | 253.3551 | 252.7937 | 252.3795
ENERGY STAR Com. ASHP (FS) + Env. | Efficient uncompeted | California, Upper Midwest, Lower Midwest, Texas, Southwest, Southeast | Commercial (New), Commercial (Existing) | Heating (Equip.), Cooling (Equip.) | -6.1725 | 45.5444 | 42.6366 | 554.0505 | 266.762 | 263.8214 | 259.8887 | 255.276 | 250.31 | 245.1461 | 240.7037 | 236.8537 | 232.1244 | 227.931 | 223.6469 | 219.5427 | 215.0883 | 210.1895 | 205.4357 | 201.0922 | 198.4884 | 197.4903 | 196.4779 | 195.6641 | 195.072 | 194.1493 | 193.6551 | 193.304 | 192.7825 | 192.4687
ENERGY STAR Com. ASHP (FS) + Env. | Baseline competed | California, Upper Midwest, Lower Midwest, Texas, Southwest, Southeast | Commercial (New), Commercial (Existing) | Heating (Equip.), Cooling (Equip.) | -6.1725 | 45.5444 | 42.6366 | 554.0505 | 73.2842 | 73.193 | 72.9612 | 72.6417 | 72.3177 | 68.0221 | 64.2544 | 60.9653 | 57.6247 | 54.6923 | 51.954 | 49.4479 | 47.0203 | 44.6826 | 42.5402 | 40.6205 | 39.2698 | 38.7061 | 38.2845 | 37.9158 | 37.6118 | 37.295 | 37.0637 | 36.8569 | 36.4951 | 34.101
ENERGY STAR Com. ASHP (FS) + Env. | Efficient competed | California, Upper Midwest, Lower Midwest, Texas, Southwest, Southeast | Commercial (New), Commercial (Existing) | Heating (Equip.), Cooling (Equip.) | -6.1725 | 45.5444 | 42.6366 | 554.0505 | 73.1324 | 72.8946 | 72.5207 | 72.0595 | 71.5947 | 67.2469 | 63.4313 | 60.0972 | 56.7192 | 53.752 | 50.9811 | 48.4451 | 45.992 | 43.6324 | 41.4697 | 39.5336 | 38.1788 | 37.6264 | 37.2107 | 36.8454 | 36.5433 | 36.2285 | 35.9965 | 35.7872 | 35.4254 | 33.1055
ENERGY STAR Com. ASHP (FS) + Env. CC | Baseline uncompeted | Northwest, Great Basin, Rocky Mountains, Upper Midwest, Lakes/Mid-Atl., Northeast | Commercial (New), Commercial (Existing) | Heating (Equip.), Cooling (Equip.) | -6.8304 | 50.043 | 47.8093 | 563.5265 | 304.0787 | 307.9041 | 310.3818 | 311.9613 | 312.1185 | 311.6882 | 311.3161 | 310.8329 | 309.6503 | 308.3676 | 306.8649 | 305.3901 | 303.6228 | 301.2923 | 298.9853 | 296.7344 | 294.5567 | 292.6789 | 291.0157 | 289.7105 | 288.173 | 286.3899 | 284.8754 | 283.6405 | 282.2798 | 280.7373
ENERGY STAR Com. ASHP (FS) + Env. CC | Efficient uncompeted | Northwest, Great Basin, Rocky Mountains, Upper Midwest, Lakes/Mid-Atl., Northeast | Commercial (New), Commercial (Existing) | Heating (Equip.), Cooling (Equip.) | -6.8304 | 50.043 | 47.8093 | 563.5265 | 296.9289 | 293.4584 | 288.5314 | 282.4927 | 275.0508 | 267.135 | 259.5833 | 252.3268 | 244.4896 | 237.0586 | 229.5023 | 222.1204 | 214.405 | 206.1808 | 198.0242 | 190.3081 | 184.8041 | 182.5263 | 181.008 | 179.7976 | 178.6107 | 177.0561 | 175.8623 | 174.8817 | 173.7127 | 172.5618
ENERGY STAR Com. ASHP (FS) + Env. CC | Baseline competed | Northwest, Great Basin, Rocky Mountains, Upper Midwest, Lakes/Mid-Atl., Northeast | Commercial (New), Commercial (Existing) | Heating (Equip.), Cooling (Equip.) | -6.8304 | 50.043 | 47.8093 | 563.5265 | 24.6432 | 24.6251 | 24.5842 | 24.4966 | 24.4351 | 23.0952 | 21.9223 | 20.8837 | 19.8374 | 18.9163 | 18.0454 | 17.2333 | 16.4462 | 15.6744 | 14.9379 | 14.2871 | 13.737 | 13.4484 | 13.3789 | 13.3283 | 13.301 | 13.2487 | 13.2176 | 13.2009 | 13.1344 | 12.3938
ENERGY STAR Com. ASHP (FS) + Env. CC | Efficient competed | Northwest, Great Basin, Rocky Mountains, Upper Midwest, Lakes/Mid-Atl., Northeast | Commercial (New), Commercial (Existing) | Heating (Equip.), Cooling (Equip.) | -6.8304 | 50.043 | 47.8093 | 563.5265 | 24.5709 | 24.4823 | 24.3723 | 24.2156 | 24.0846 | 22.7113 | 21.508 | 20.4401 | 19.3684 | 18.4234 | 17.5299 | 16.6969 | 15.8915 | 15.1037 | 14.3532 | 13.6893 | 13.1335 | 12.8507 | 12.784 | 12.7348 | 12.7088 | 12.6585 | 12.628 | 12.6112 | 12.5476 | 11.8423
ENERGY STAR Com. ASHP (LFL) + Env. | Baseline uncompeted | California, Upper Midwest, Lower Midwest, Texas, Southwest, Southeast | Commercial (New), Commercial (Existing) | Heating (Equip.), Cooling (Equip.) | -3.7633 | 32.8946 | 38.5846 | 3076.2833 | 21.6149 | 21.4069 | 21.1514 | 20.8604 | 20.575 | 20.2686 | 20.0482 | 19.8911 | 19.6336 | 19.4202 | 19.1985 | 18.973 | 18.7023 | 18.3888 | 18.087 | 17.8184 | 17.5742 | 17.3844 | 17.1664 | 16.9682 | 16.7839 | 16.5635 | 16.3673 | 16.1775 | 15.9721 | 15.7724
ENERGY STAR Com. ASHP (LFL) + Env. | Efficient uncompeted | California, Upper Midwest, Lower Midwest, Texas, Southwest, Southeast | Commercial (New), Commercial (Existing) | Heating (Equip.), Cooling (Equip.) | -3.7633 | 32.8946 | 38.5846 | 3076.2833 | 21.4195 | 21.0268 | 20.5974 | 20.1414 | 19.6987 | 19.2442 | 18.8801 | 18.583 | 18.2003 | 17.8658 | 17.5305 | 17.1983 | 16.8315 | 16.4326 | 16.0628 | 15.7623 | 15.5081 | 15.3066 | 15.0835 | 14.8804 | 14.6933 | 14.487 | 14.3057 | 14.1309 | 13.941 | 13.7567
ENERGY STAR Com. ASHP (LFL) + Env. | Baseline competed | California, Upper Midwest, Lower Midwest, Texas, Southwest, Southeast | Commercial (New), Commercial (Existing) | Heating (Equip.), Cooling (Equip.) | -3.7633 | 32.8946 | 38.5846 | 3076.2833 | 21.6149 | 21.4069 | 21.1514 | 20.8604 | 20.575 | 19.0216 | 17.6598 | 16.4634 | 15.2905 | 14.2528 | 13.2985 | 12.4238 | 11.5944 | 10.8091 | 10.0959 | 9.5637 | 9.2739 | 9.0506 | 8.8274 | 8.6184 | 8.3367 | 7.6554 | 7.0552 | 6.5131 | 6.0068 | 5.5428
ENERGY STAR Com. ASHP (LFL) + Env. | Efficient competed | California, Upper Midwest, Lower Midwest, Texas, Southwest, Southeast | Commercial (New), Commercial (Existing) | Heating (Equip.), Cooling (Equip.) | -3.7633 | 32.8946 | 38.5846 | 3076.2833 | 21.4195 | 21.0268 | 20.5974 | 20.1414 | 19.6987 | 18.0743 | 16.653 | 15.406 | 14.1982 | 13.1323 | 12.1579 | 11.2701 | 10.4363 | 9.6545 | 8.9562 | 8.4472 | 8.1674 | 7.9491 | 7.7328 | 7.5307 | 7.2678 | 6.6616 | 6.1302 | 5.6511 | 5.2035 | 4.7938
ENERGY STAR Com. ASHP (LFL) + Env. CC | Baseline uncompeted | Northwest, Great Basin, Rocky Mountains, Upper Midwest, Lakes/Mid-Atl., Northeast | Commercial (New), Commercial (Existing) | Heating (Equip.), Cooling (Equip.) | -5.0263 | 38.8646 | 55.0044 | 3060.9963 | 11.1041 | 10.9439 | 10.7556 | 10.5501 | 10.3522 | 10.1639 | 10.0214 | 9.8981 | 9.7634 | 9.6477 | 9.5244 | 9.3988 | 9.2412 | 9.062 | 8.8729 | 8.705 | 8.5587 | 8.4483 | 8.3259 | 8.2156 | 8.115 | 7.9933 | 7.8797 | 7.7714 | 7.6646 | 7.5601
ENERGY STAR Com. ASHP (LFL) + Env. CC | Efficient uncompeted | Northwest, Great Basin, Rocky Mountains, Upper Midwest, Lakes/Mid-Atl., Northeast | Commercial (New), Commercial (Existing) | Heating (Equip.), Cooling (Equip.) | -5.0263 | 38.8646 | 55.0044 | 3060.9963 | 11.0102 | 10.7617 | 10.4906 | 10.2073 | 9.9361 | 9.6786 | 9.4695 | 9.2823 | 9.089 | 8.917 | 8.7413 | 8.5662 | 8.3652 | 8.148 | 7.9265 | 7.7349 | 7.5746 | 7.4528 | 7.3236 | 7.2064 | 7.0994 | 6.9795 | 6.8694 | 6.7647 | 6.6608 | 6.5585
ENERGY STAR Com. ASHP (LFL) + Env. CC | Baseline competed | Northwest, Great Basin, Rocky Mountains, Upper Midwest, Lakes/Mid-Atl., Northeast | Commercial (New), Commercial (Existing) | Heating (Equip.), Cooling (Equip.) | -5.0263 | 38.8646 | 55.0044 | 3060.9963 | 11.1041 | 10.9439 | 10.7556 | 10.5501 | 10.3522 | 9.5491 | 8.8465 | 8.2176 | 7.6304 | 7.1067 | 6.6219 | 6.1762 | 5.7468 | 5.3395 | 4.9614 | 4.6459 | 4.4249 | 4.2892 | 4.1695 | 4.0617 | 3.8602 | 3.5505 | 3.2739 | 3.0224 | 2.79 | 2.5769
ENERGY STAR Com. ASHP (LFL) + Env. CC | Efficient competed | Northwest, Great Basin, Rocky Mountains, Upper Midwest, Lakes/Mid-Atl., Northeast | Commercial (New), Commercial (Existing) | Heating (Equip.), Cooling (Equip.) | -5.0263 | 38.8646 | 55.0044 | 3060.9963 | 11.0102 | 10.7617 | 10.4906 | 10.2073 | 9.9361 | 9.0967 | 8.364 | 7.7105 | 7.1058 | 6.5683 | 6.0742 | 5.6226 | 5.1925 | 4.7886 | 4.4176 | 4.1117 | 3.8971 | 3.7618 | 3.6424 | 3.5345 | 3.3455 | 3.0661 | 2.8183 | 2.5937 | 2.3863 | 2.1962
ENERGY STAR Com. ASHP (RST) + Env. | Baseline uncompeted | California, Upper Midwest, Lower Midwest, Texas, Southwest, Southeast | Commercial (New), Commercial (Existing) | Heating (Equip.), Cooling (Equip.) | 1.0674 | 18.7239 | 22.2049 | 1786.043 | 117.2271 | 117.2969 | 117.0512 | 116.612 | 116.1397 | 115.6166 | 115.5569 | 115.8488 | 115.4814 | 115.375 | 115.1508 | 114.9223 | 114.3807 | 113.5352 | 112.6877 | 112.0021 | 111.5184 | 111.3036 | 110.9845 | 110.7322 | 110.6126 | 110.3846 | 110.3505 | 110.3344 | 110.1885 | 110.1966
ENERGY STAR Com. ASHP (RST) + Env. | Efficient uncompeted | California, Upper Midwest, Lower Midwest, Texas, Southwest, Southeast | Commercial (New), Commercial (Existing) | Heating (Equip.), Cooling (Equip.) | 1.0674 | 18.7239 | 22.2049 | 1786.043 | 114.8501 | 112.6685 | 110.2972 | 107.8375 | 105.4352 | 103.076 | 101.2271 | 99.7747 | 97.845 | 96.232 | 94.6032 | 93.066 | 91.3962 | 89.9719 | 88.8678 | 88.2361 | 87.9082 | 87.7989 | 87.6091 | 87.4934 | 87.4997 | 87.4493 | 87.5682 | 87.7089 | 87.746 | 87.9095
ENERGY STAR Com. ASHP (RST) + Env. | Baseline competed | California, Upper Midwest, Lower Midwest, Texas, Southwest, Southeast | Commercial (New), Commercial (Existing) | Heating (Equip.), Cooling (Equip.) | 1.0674 | 18.7239 | 22.2049 | 1786.043 | 0.49019 | 0.45815 | 0.42683 | 0.39673 | 0.3687 | 0.33533 | 0.30608 | 0.28011 | 0.25488 | 0.23249 | 0.2119 | 0.19316 | 0.17559 | 0.16077 | 0.14891 | 0.13429 | 0.12137 | 0.10996 | 0.099491 | 0.089961 | 0.08136 | 0.073418 | 0.066324 | 0.059909 | 0.054056 | 0.048841
ENERGY STAR Com. ASHP (RST) + Env. | Efficient competed | California, Upper Midwest, Lower Midwest, Texas, Southwest, Southeast | Commercial (New), Commercial (Existing) | Heating (Equip.), Cooling (Equip.) | 1.0674 | 18.7239 | 22.2049 | 1786.043 | 0.45499 | 0.39939 | 0.34839 | 0.30205 | 0.2606 | 0.21973 | 0.18497 | 0.15503 | 0.12808 | 0.10498 | 0.084848 | 0.067549 | 0.052796 | 0.043054 | 0.036551 | 0.031839 | 0.028478 | 0.025531 | 0.022853 | 0.020436 | 0.01828 | 0.016356 | 0.014659 | 0.013135 | 0.011749 | 0.010519
ENERGY STAR Com. ASHP (RST) + Env. CC | Baseline uncompeted | Northwest, Great Basin, Rocky Mountains, Upper Midwest, Lakes/Mid-Atl., Northeast | Commercial (New), Commercial (Existing) | Heating (Equip.), Cooling (Equip.) | 1.962 | 17.0766 | 22.4458 | 1198.65 | 65.687 | 65.46 | 65.0961 | 64.5989 | 64.1331 | 63.7444 | 63.6524 | 63.6814 | 63.4585 | 63.3411 | 63.1272 | 62.8953 | 62.4811 | 61.8692 | 61.1599 | 60.5719 | 60.1106 | 59.8618 | 59.5958 | 59.3816 | 59.2279 | 58.9453 | 58.7437 | 58.5646 | 58.3722 | 58.2669
ENERGY STAR Com. ASHP (RST) + Env. CC | Efficient uncompeted | Northwest, Great Basin, Rocky Mountains, Upper Midwest, Lakes/Mid-Atl., Northeast | Commercial (New), Commercial (Existing) | Heating (Equip.), Cooling (Equip.) | 1.962 | 17.0766 | 22.4458 | 1198.65 | 63.0968 | 60.447 | 57.8188 | 55.1862 | 52.6985 | 50.3804 | 48.4125 | 46.6314 | 44.7598 | 43.0643 | 41.3786 | 39.7666 | 38.1544 | 36.9293 | 36.1752 | 35.8099 | 35.647 | 35.6272 | 35.6008 | 35.6121 | 35.6751 | 35.6709 | 35.72 | 35.7939 | 35.8653 | 35.9979
ENERGY STAR Com. ASHP (RST) + Env. CC | Baseline competed | Northwest, Great Basin, Rocky Mountains, Upper Midwest, Lakes/Mid-Atl., Northeast | Commercial (New), Commercial (Existing) | Heating (Equip.), Cooling (Equip.) | 1.962 | 17.0766 | 22.4458 | 1198.65 | 0.11035 | 0.10972 | 0.10876 | 0.10755 | 0.10633 | 0.096724 | 0.088405 | 0.08099 | 0.074009 | 0.067789 | 0.062076 | 0.05691 | 0.052053 | 0.047842 | 0.043965 | 0.039671 | 0.035894 | 0.032586 | 0.029565 | 0.026836 | 0.024365 | 0.022073 | 0.020033 | 0.018191 | 0.016522 | 0.015036
ENERGY STAR Com. ASHP (RST) + Env. CC | Efficient competed | Northwest, Great Basin, Rocky Mountains, Upper Midwest, Lakes/Mid-Atl., Northeast | Commercial (New), Commercial (Existing) | Heating (Equip.), Cooling (Equip.) | 1.962 | 17.0766 | 22.4458 | 1198.65 | 0.10286 | 0.095217 | 0.087712 | 0.080338 | 0.073297 | 0.06185 | 0.0522 | 0.043868 | 0.036511 | 0.030192 | 0.02467 | 0.019932 | 0.01584 | 0.013045 | 0.011299 | 0.0099656 | 0.0089567 | 0.0080821 | 0.007288 | 0.0065745 | 0.0059326 | 0.0053463 | 0.0048291 | 0.0043646 | 0.0039446 | 0.0035713
ENERGY STAR Commercial Gas WH v. 2.0 | Baseline uncompeted | Northwest, Great Basin, California, Rocky Mountains, Upper Midwest, Lower Midwest, Lakes/Mid-Atl., Texas, Southwest, Southeast, Northeast | Commercial (New), Commercial (Existing) | Water Heating | -7.5106 | 15.7529 | 23.8436 | 450.6455 | 178.1827 | 181.9454 | 184.8223 | 187.2281 | 189.0512 | 190.6832 | 192.274 | 193.7358 | 194.8407 | 195.7881 | 196.6438 | 197.5791 | 198.4125 | 198.9321 | 199.5781 | 200.1253 | 200.6766 | 201.32 | 202.1933 | 203.2929 | 204.1432 | 204.3837 | 204.9766 | 205.9862 | 207.1022 | 208.0384
ENERGY STAR Commercial Gas WH v. 2.0 | Efficient uncompeted | Northwest, Great Basin, California, Rocky Mountains, Upper Midwest, Lower Midwest, Lakes/Mid-Atl., Texas, Southwest, Southeast, Northeast | Commercial (New), Commercial (Existing) | Water Heating | -7.5106 | 15.7529 | 23.8436 | 450.6455 | 177.6832 | 180.9435 | 183.321 | 185.2299 | 186.5631 | 187.7136 | 188.8324 | 189.8333 | 190.4931 | 191.0557 | 191.8913 | 192.804 | 193.6158 | 194.1199 | 194.7472 | 195.2794 | 195.8154 | 196.4411 | 197.2912 | 198.3635 | 199.1899 | 199.411 | 199.9813 | 200.9644 | 202.0527 | 202.963
ENERGY STAR Commercial Gas WH v. 2.0 | Baseline competed | Northwest, Great Basin, California, Rocky Mountains, Upper Midwest, Lower Midwest, Lakes/Mid-Atl., Texas, Southwest, Southeast, Northeast | Commercial (New), Commercial (Existing) | Water Heating | -7.5106 | 15.7529 | 23.8436 | 450.6455 | 0 | 0 | -2.9307e-13 | 0 | 0 | 0 | 0 | 0 | 2.9307e-13 | 0 | 0 | 0 | 0 | 0 | 0 | 0 | 0 | 0 | 2.9307e-13 | 0 | -2.9307e-13 | -2.9307e-13 | 2.9307e-13 | 0 | 0 | 0
ENERGY STAR Commercial Gas WH v. 2.0 | Efficient competed | Northwest, Great Basin, California, Rocky Mountains, Upper Midwest, Lower Midwest, Lakes/Mid-Atl., Texas, Southwest, Southeast, Northeast | Commercial (New), Commercial (Existing) | Water Heating | -7.5106 | 15.7529 | 23.8436 | 450.6455 | 0 | 0 | 0 | 0 | 2.9307e-13 | 2.9307e-13 | 2.9307e-13 | 2.9307e-13 | 0 | 0 | 0 | 0 | 0 | 0 | 2.9307e-13 | 0 | -2.9307e-13 | 0 | 0 | 0 | -2.9307e-13 | 2.9307e-13 | 0 | -2.9307e-13 | -2.9307e-13 | 0
ENERGY STAR Electric Dryers | Baseline uncompeted | Northwest, Great Basin, California, Rocky Mountains, Upper Midwest, Lower Midwest, Lakes/Mid-Atl., Texas, Southwest, Southeast, Northeast | Residential (New), Residential (Existing) | Other | -4.4347 | 18.1167 | 38.42 | 2530.0324 | 193.9268 | 196.9254 | 199.481 | 201.597 | 203.6124 | 205.6441 | 208.1955 | 211.3372 | 213.5798 | 216.4285 | 219.2388 | 222.1906 | 224.474 | 226.0792 | 227.556 | 229.4046 | 231.5558 | 234.3312 | 236.9527 | 239.723 | 242.6517 | 245.0614 | 247.7858 | 250.5805 | 253.1888 | 256.1425
ENERGY STAR Electric Dryers | Efficient uncompeted | Northwest, Great Basin, California, Rocky Mountains, Upper Midwest, Lower Midwest, Lakes/Mid-Atl., Texas, Southwest, Southeast, Northeast | Residential (New), Residential (Existing) | Other | -4.4347 | 18.1167 | 38.42 | 2530.0324 | 193.1002 | 195.2701 | 196.9996 | 198.2975 | 199.5017 | 200.7284 | 202.4656 | 204.7755 | 206.2144 | 208.242 | 210.2317 | 212.3591 | 213.8885 | 215.1574 | 216.5545 | 218.3137 | 220.3609 | 223.0022 | 225.497 | 228.1333 | 230.9205 | 233.2137 | 235.8063 | 238.4659 | 240.9481 | 243.7591
ENERGY STAR Electric Dryers | Baseline competed | Northwest, Great Basin, California, Rocky Mountains, Upper Midwest, Lower Midwest, Lakes/Mid-Atl., Texas, Southwest, Southeast, Northeast | Residential (New), Residential (Existing) | Other | -4.4347 | 18.1167 | 38.42 | 2530.0324 | 193.9268 | 196.9254 | 199.481 | 201.597 | 203.6124 | 205.6441 | 208.1955 | 211.3372 | 213.5798 | 216.4284 | 219.2387 | 222.1905 | 224.4739 | 226.079 | 227.5558 | 229.4044 | 231.5556 | 234.331 | 236.9525 | 239.7228 | 242.6515 | 245.0612 | 247.7855 | 250.5803 | 253.1885 | 256.1423
ENERGY STAR Electric Dryers | Efficient competed | Northwest, Great Basin, California, Rocky Mountains, Upper Midwest, Lower Midwest, Lakes/Mid-Atl., Texas, Southwest, Southeast, Northeast | Residential (New), Residential (Existing) | Other | -4.4347 | 18.1167 | 38.42 | 2530.0324 | 193.1002 | 195.2701 | 196.9996 | 198.2975 | 199.5017 | 200.7283 | 202.4656 | 204.7755 | 206.2144 | 208.2419 | 210.2317 | 212.359 | 213.8884 | 215.1573 | 216.5544 | 218.3136 | 220.3608 | 223.002 | 225.4968 | 228.1331 | 230.9203 | 233.2135 | 235.8061 | 238.4657 | 240.9478 | 243.7588
ENERGY STAR Electronics | Baseline uncompeted | Northwest, Great Basin, California, Rocky Mountains, Upper Midwest, Lower Midwest, Lakes/Mid-Atl., Texas, Southwest, Southeast, Northeast | Residential (New), Residential (Existing) | Computers and Electronics | 999 | 0 | -448.338 | -30407.2259 | 174.085 | 169.3549 | 164.3557 | 159.046 | 153.7885 | 148.7463 | 144.2799 | 140.3144 | 135.9483 | 132.0813 | 128.3746 | 124.9113 | 121.3428 | 117.6768 | 114.2305 | 111.2607 | 108.6925 | 106.6528 | 104.7309 | 103.0876 | 101.7255 | 100.3847 | 99.4151 | 98.6711 | 98.0629 | 97.7192
ENERGY STAR Electronics | Efficient uncompeted | Northwest, Great Basin, California, Rocky Mountains, Upper Midwest, Lower Midwest, Lakes/Mid-Atl., Texas, Southwest, Southeast, Northeast | Residential (New), Residential (Existing) | Computers and Electronics | 999 | 0 | -448.338 | -30407.2259 | 169.102 | 159.831 | 150.7322 | 141.7728 | 133.7959 | 130.2578 | 127.0297 | 124.515 | 121.2692 | 118.2884 | 115.4343 | 112.7781 | 110.0061 | 107.1173 | 104.4011 | 102.0919 | 100.125 | 98.6193 | 97.2014 | 96.0178 | 95.072 | 94.1098 | 93.4672 | 93.0127 | 92.6644 | 92.5561
ENERGY STAR Electronics | Baseline competed | Northwest, Great Basin, California, Rocky Mountains, Upper Midwest, Lower Midwest, Lakes/Mid-Atl., Texas, Southwest, Southeast, Northeast | Residential (New), Residential (Existing) | Computers and Electronics | 999 | 0 | -448.338 | -30407.2259 | 174.085 | 169.3549 | 164.3557 | 159.046 | 153.7885 | 148.7463 | 144.2799 | 140.3144 | 135.9483 | 132.0813 | 128.3746 | 124.9113 | 121.3428 | 117.6768 | 114.2305 | 111.2607 | 108.6925 | 106.6528 | 104.7309 | 103.0876 | 101.7255 | 100.3847 | 99.4151 | 98.6711 | 98.0629 | 97.7192
ENERGY STAR Electronics | Efficient competed | Northwest, Great Basin, California, Rocky Mountains, Upper Midwest, Lower Midwest, Lakes/Mid-Atl., Texas, Southwest, Southeast, Northeast | Residential (New), Residential (Existing) | Computers and Electronics | 999 | 0 | -448.338 | -30407.2259 | 169.102 | 159.831 | 150.7322 | 141.7728 | 133.7959 | 130.2578 | 127.0297 | 124.515 | 121.2692 | 118.2884 | 115.4343 | 112.7781 | 110.0061 | 107.1173 | 104.4011 | 102.0919 | 100.125 | 98.6193 | 97.2014 | 96.0178 | 95.072 | 94.1098 | 93.4672 | 93.0127 | 92.6644 | 92.5561
ENERGY STAR Gas Dryers v. 1.1 | Baseline uncompeted | Northwest, Great Basin, California, Rocky Mountains, Upper Midwest, Lower Midwest, Lakes/Mid-Atl., Texas, Southwest, Southeast, Northeast | Residential (New), Residential (Existing) | Other | -21.1208 | 98.726 | 167.2512 | 3161.0517 | 12.1899 | 12.5081 | 12.8212 | 13.1168 | 13.3687 | 13.5933 | 13.8015 | 14.0065 | 14.2028 | 14.3932 | 14.5785 | 14.7653 | 14.959 | 15.1519 | 15.3577 | 15.5675 | 15.7781 | 15.9938 | 16.2189 | 16.4523 | 16.6766 | 16.8564 | 17.0483 | 17.2595 | 17.4783 | 17.6896
ENERGY STAR Gas Dryers v. 1.1 | Efficient uncompeted | Northwest, Great Basin, California, Rocky Mountains, Upper Midwest, Lower Midwest, Lakes/Mid-Atl., Texas, Southwest, Southeast, Northeast | Residential (New), Residential (Existing) | Other | -21.1208 | 98.726 | 167.2512 | 3161.0517 | 12.1418 | 12.4108 | 12.6737 | 12.9183 | 13.1191 | 13.2927 | 13.4499 | 13.6037 | 13.7487 | 13.8878 | 14.0216 | 14.1565 | 14.2988 | 14.4584 | 14.6516 | 14.8518 | 15.0527 | 15.2584 | 15.4732 | 15.6959 | 15.9099 | 16.0814 | 16.2645 | 16.466 | 16.6747 | 16.8763
ENERGY STAR Gas Dryers v. 1.1 | Baseline competed | Northwest, Great Basin, California, Rocky Mountains, Upper Midwest, Lower Midwest, Lakes/Mid-Atl., Texas, Southwest, Southeast, Northeast | Residential (New), Residential (Existing) | Other | -21.1208 | 98.726 | 167.2512 | 3161.0517 | 6.0949 | 6.2541 | 6.4106 | 6.5584 | 6.6844 | 6.7967 | 6.9008 | 7.0032 | 7.1014 | 7.1966 | 7.2893 | 7.3826 | 7.4795 | 7.576 | 7.6788 | 7.7838 | 7.889 | 7.9969 | 8.1095 | 8.2262 | 8.3383 | 8.4282 | 8.5241 | 8.6298 | 8.7392 | 8.8448
ENERGY STAR Gas Dryers v. 1.1 | Efficient competed | Northwest, Great Basin, California, Rocky Mountains, Upper Midwest, Lower Midwest, Lakes/Mid-Atl., Texas, Southwest, Southeast, Northeast | Residential (New), Residential (Existing) | Other | -21.1208 | 98.726 | 167.2512 | 3161.0517 | 6.0709 | 6.2054 | 6.3369 | 6.4591 | 6.5595 | 6.6463 | 6.725 | 6.8018 | 6.8744 | 6.9439 | 7.0108 | 7.0782 | 7.1494 | 7.2292 | 7.3258 | 7.4259 | 7.5263 | 7.6292 | 7.7366 | 7.8479 | 7.9549 | 8.0407 | 8.1322 | 8.233 | 8.3374 | 8.4381
ENERGY STAR Gas Storage WH v. 5.0 | Baseline uncompeted | Northwest, Great Basin, California, Rocky Mountains, Upper Midwest, Lower Midwest, Lakes/Mid-Atl., Texas, Southwest, Southeast, Northeast | Residential (New), Residential (Existing) | Water Heating | 999 | 0 | -2.9513 | -55.7794 | 292.9621 | 297.8296 | 302.4761 | 306.9732 | 310.7344 | 314.0752 | 316.812 | 319.3464 | 321.8562 | 324.2393 | 326.6138 | 329.0102 | 331.2733 | 333.247 | 335.3106 | 337.3137 | 339.2224 | 341.1696 | 343.3178 | 345.6846 | 347.9391 | 349.3899 | 351.1672 | 353.381 | 355.7601 | 358.0017
ENERGY STAR Gas Storage WH v. 5.0 | Efficient uncompeted | Northwest, Great Basin, California, Rocky Mountains, Upper Midwest, Lower Midwest, Lakes/Mid-Atl., Texas, Southwest, Southeast, Northeast | Residential (New), Residential (Existing) | Water Heating | 999 | 0 | -2.9513 | -55.7794 | 286.1878 | 284.205 | 281.9378 | 279.4696 | 276.2952 | 272.7407 | 268.6622 | 264.4241 | 260.1943 | 255.8885 | 251.6116 | 247.3931 | 243.5013 | 244.1433 | 245.6346 | 247.1019 | 248.5002 | 249.9266 | 251.5002 | 253.2341 | 254.8856 | 255.9484 | 257.2504 | 258.8722 | 260.615 | 262.2571
ENERGY STAR Gas Storage WH v. 5.0 | Baseline competed | Northwest, Great Basin, California, Rocky Mountains, Upper Midwest, Lower Midwest, Lakes/Mid-Atl., Texas, Southwest, Southeast, Northeast | Residential (New), Residential (Existing) | Water Heating | 999 | 0 | -2.9513 | -55.7794 | 136.0205 | 138.1961 | 140.3211 | 142.3741 | 143.9364 | 144.8641 | 145.4039 | 145.7719 | 142.5037 | 139.5359 | 136.6931 | 134.1506 | 131.723 | 128.6594 | 126.1259 | 123.8073 | 121.6501 | 119.7691 | 118.2448 | 117.0507 | 115.8908 | 114.0368 | 112.3914 | 111.0936 | 109.8242 | 108.4238
ENERGY STAR Gas Storage WH v. 5.0 | Efficient competed | Northwest, Great Basin, California, Rocky Mountains, Upper Midwest, Lower Midwest, Lakes/Mid-Atl., Texas, Southwest, Southeast, Northeast | Residential (New), Residential (Existing) | Water Heating | 999 | 0 | -2.9513 | -55.7794 | 132.9349 | 131.9731 | 130.9202 | 129.7654 | 128.1492 | 125.9778 | 123.4893 | 120.8823 | 115.4282 | 110.3474 | 105.4911 | 100.9866 | 96.8397 | 94.2589 | 92.3946 | 90.6961 | 89.1158 | 87.7378 | 86.6212 | 85.7464 | 84.8968 | 83.5386 | 82.3333 | 81.3825 | 80.4526 | 79.4267
ENERGY STAR Refrigerator | Baseline uncompeted | Northwest, Great Basin, California, Rocky Mountains, Upper Midwest, Lower Midwest, Lakes/Mid-Atl., Texas, Southwest, Southeast, Northeast | Residential (New), Residential (Existing) | Refrigeration | 999 | 0 | -234.1004 | -15883.9502 | 238.0972 | 235.9648 | 233.8691 | 231.7946 | 230.1713 | 229.1813 | 229.2852 | 230.316 | 230.9512 | 232.4731 | 233.8368 | 235.4269 | 236.6904 | 237.7354 | 238.9083 | 240.7066 | 242.9957 | 246.0369 | 248.7773 | 251.6005 | 254.5451 | 256.7647 | 259.1285 | 261.4829 | 263.5136 | 265.638
ENERGY STAR Refrigerator | Efficient uncompeted | Northwest, Great Basin, California, Rocky Mountains, Upper Midwest, Lower Midwest, Lakes/Mid-Atl., Texas, Southwest, Southeast, Northeast | Residential (New), Residential (Existing) | Refrigeration | 999 | 0 | -234.1004 | -15883.9502 | 237.3664 | 234.5321 | 231.7612 | 229.0372 | 226.7837 | 225.1761 | 224.6591 | 225.0595 | 225.0816 | 225.9742 | 226.717 | 227.6823 | 228.3351 | 228.7817 | 229.3673 | 230.5683 | 232.4238 | 235.3327 | 237.9539 | 240.6543 | 243.4707 | 245.5937 | 247.8548 | 250.1067 | 252.0491 | 254.081
ENERGY STAR Refrigerator | Baseline competed | Northwest, Great Basin, California, Rocky Mountains, Upper Midwest, Lower Midwest, Lakes/Mid-Atl., Texas, Southwest, Southeast, Northeast | Residential (New), Residential (Existing) | Refrigeration | 999 | 0 | -234.1004 | -15883.9502 | 170.0068 | 168.5291 | 167.108 | 165.7209 | 164.6636 | 163.681 | 163.5049 | 164.0072 | 164.2232 | 165.0667 | 165.8144 | 166.7241 | 167.3986 | 167.9056 | 168.4939 | 169.518 | 170.8295 | 172.6615 | 174.2747 | 175.941 | 177.6863 | 178.9328 | 180.2949 | 181.6578 | 182.8186 | 184.0746
ENERGY STAR Refrigerator | Efficient competed | Northwest, Great Basin, California, Rocky Mountains, Upper Midwest, Lower Midwest, Lakes/Mid-Atl., Texas, Southwest, Southeast, Northeast | Residential (New), Residential (Existing) | Refrigeration | 999 | 0 | -234.1004 | -15883.9502 | 169.4851 | 167.5056 | 165.6012 | 163.7486 | 162.239 | 160.8202 | 160.2063 | 160.2648 | 160.0504 | 160.4532 | 160.7667 | 161.2404 | 161.4901 | 161.5824 | 161.7654 | 162.3783 | 163.3973 | 165.1496 | 166.6926 | 168.2864 | 169.9558 | 171.1481 | 172.4509 | 173.7545 | 174.8648 | 176.0662
ENERGY STAR Res. ASHP (FS) + Env. | Baseline uncompeted | California, Upper Midwest, Lower Midwest, Texas, Southwest, Southeast | Residential (New), Residential (Existing) | Heating (Equip.), Cooling (Equip.) | -11.0878 | 43.5504 | 62.9351 | 738.7674 | 587.8929 | 591.0886 | 593.7638 | 595.6262 | 596.4128 | 596.4178 | 596.6903 | 598.063 | 599.9009 | 602.2225 | 604.6384 | 607.7487 | 610.7462 | 613.2233 | 615.929 | 619.1002 | 622.5646 | 626.6817 | 630.7834 | 635.3367 | 640.3577 | 644.5124 | 649.4744 | 654.782 | 659.8012 | 665.2403
ENERGY STAR Res. ASHP (FS) + Env. | Efficient uncompeted | California, Upper Midwest, Lower Midwest, Texas, Southwest, Southeast | Residential (New), Residential (Existing) | Heating (Equip.), Cooling (Equip.) | -11.0878 | 43.5504 | 62.9351 | 738.7674 | 581.7538 | 578.7401 | 575.116 | 570.5796 | 565.0587 | 559.0112 | 553.7388 | 550.0515 | 546.5845 | 544.1518 | 541.7053 | 539.9963 | 537.8451 | 534.9215 | 532.1694 | 530.208 | 528.8292 | 528.629 | 528.2575 | 528.5076 | 529.4973 | 529.6304 | 532.0082 | 535.4031 | 538.4211 | 542.1864
ENERGY STAR Res. ASHP (FS) + Env. | Baseline competed | California, Upper Midwest, Lower Midwest, Texas, Southwest, Southeast | Residential (New), Residential (Existing) | Heating (Equip.), Cooling (Equip.) | -11.0878 | 43.5504 | 62.9351 | 738.7674 | 0.012229 | 0.01238 | 0.012612 | 0.012923 | 0.013307 | 0.012529 | 0.011789 | 0.011093 | 0.01044 | 0.009838 | 0.0092879 | 0.0087914 | 0.0083438 | 0.0079231 | 0.0075318 | 0.0071615 | 0.0068086 | 0.0064784 | 0.0061684 | 0.0058779 | 0.0056137 | 0.0053092 | 0.0050239 | 0.0047596 | 0.0045123 | 0.0042782
ENERGY STAR Res. ASHP (FS) + Env. | Efficient competed | California, Upper Midwest, Lower Midwest, Texas, Southwest, Southeast | Residential (New), Residential (Existing) | Heating (Equip.), Cooling (Equip.) | -11.0878 | 43.5504 | 62.9351 | 738.7674 | 0.012181 | 0.012317 | 0.012561 | 0.012904 | 0.013333 | 0.012284 | 0.011324 | 0.010454 | 0.0096457 | 0.008925 | 0.0082708 | 0.007687 | 0.0071568 | 0.0066609 | 0.0062063 | 0.005792 | 0.0054118 | 0.0050731 | 0.0047588 | 0.0044753 | 0.0042262 | 0.0038864 | 0.0036358 | 0.003441 | 0.0032581 | 0.0030897
ENERGY STAR Res. ASHP (FS) + Env. CC | Baseline uncompeted | Northwest, Great Basin, Rocky Mountains, Upper Midwest, Lakes/Mid-Atl., Northeast | Residential (New), Residential (Existing) | Heating (Equip.), Cooling (Equip.) | -7.4718 | 29.5169 | 43.1321 | 461.3436 | 908.2682 | 909.1367 | 907.9638 | 905.1695 | 900.5409 | 895.2159 | 889.767 | 884.5921 | 881.0642 | 877.3107 | 873.7804 | 870.9107 | 868.171 | 865.1281 | 862.4625 | 860.3647 | 858.5309 | 857.321 | 856.4923 | 856.2418 | 855.8601 | 855.0116 | 854.4408 | 854.2796 | 853.9375 | 853.5619
ENERGY STAR Res. ASHP (FS) + Env. CC | Efficient uncompeted | Northwest, Great Basin, Rocky Mountains, Upper Midwest, Lakes/Mid-Atl., Northeast | Residential (New), Residential (Existing) | Heating (Equip.), Cooling (Equip.) | -7.4718 | 29.5169 | 43.1321 | 461.3436 | 896.1155 | 884.6836 | 871.0779 | 855.7021 | 838.7172 | 821.5468 | 805.337 | 790.5334 | 776.9101 | 764.3212 | 751.781 | 740.071 | 727.8584 | 714.8186 | 702.0717 | 690.6215 | 680.0585 | 671.3242 | 662.6496 | 654.9119 | 647.6482 | 639.7122 | 634.8834 | 631.6537 | 628.3377 | 625.6606
ENERGY STAR Res. ASHP (FS) + Env. CC | Baseline competed | Northwest, Great Basin, Rocky Mountains, Upper Midwest, Lakes/Mid-Atl., Northeast | Residential (New), Residential (Existing) | Heating (Equip.), Cooling (Equip.) | -7.4718 | 29.5169 | 43.1321 | 461.3436 | 0.047957 | 0.048469 | 0.049055 | 0.049707 | 0.050421 | 0.047713 | 0.045097 | 0.042638 | 0.040299 | 0.038135 | 0.036152 | 0.034349 | 0.032716 | 0.031177 | 0.029736 | 0.028364 | 0.02705 | 0.025821 | 0.024656 | 0.023568 | 0.02252 | 0.021419 | 0.020373 | 0.019403 | 0.018485 | 0.017606
ENERGY STAR Res. ASHP (FS) + Env. CC | Efficient competed | Northwest, Great Basin, Rocky Mountains, Upper Midwest, Lakes/Mid-Atl., Northeast | Residential (New), Residential (Existing) | Heating (Equip.), Cooling (Equip.) | -7.4718 | 29.5169 | 43.1321 | 461.3436 | 0.047506 | 0.047607 | 0.047804 | 0.048073 | 0.048407 | 0.044688 | 0.04124 | 0.038104 | 0.035162 | 0.032523 | 0.030116 | 0.02795 | 0.02597 | 0.024116 | 0.022404 | 0.020832 | 0.019381 | 0.018081 | 0.016866 | 0.015761 | 0.014739 | 0.013531 | 0.012684 | 0.01205 | 0.011459 | 0.010909
ENERGY STAR Res. ASHP (LFL) + Env. | Baseline uncompeted | California, Upper Midwest, Lower Midwest, Texas, Southwest, Southeast | Residential (New), Residential (Existing) | Heating (Equip.), Cooling (Equip.) | 1.249 | 13.6016 | 23.0539 | 1596.8867 | 264.4593 | 266.3655 | 268.1864 | 269.6393 | 270.9981 | 272.2486 | 274.1485 | 276.9623 | 278.727 | 281.2799 | 284.1512 | 287.4073 | 290.2245 | 292.2229 | 294.3361 | 297.2232 | 300.6322 | 304.9232 | 308.9919 | 313.3548 | 317.9557 | 322.1856 | 326.9265 | 331.9216 | 336.6152 | 341.7575
ENERGY STAR Res. ASHP (LFL) + Env. | Efficient uncompeted | California, Upper Midwest, Lower Midwest, Texas, Southwest, Southeast | Residential (New), Residential (Existing) | Heating (Equip.), Cooling (Equip.) | 1.249 | 13.6016 | 23.0539 | 1596.8867 | 263.0319 | 263.5477 | 264.0155 | 264.1588 | 264.2493 | 264.2732 | 264.9611 | 266.5596 | 267.1722 | 268.5663 | 270.2843 | 272.3879 | 274.0937 | 275.0498 | 276.1568 | 278.0721 | 280.6526 | 284.069 | 287.2814 | 290.7745 | 294.4958 | 297.8807 | 301.7434 | 305.8497 | 309.7412 | 314.1336
ENERGY STAR Res. ASHP (LFL) + Env. | Baseline competed | California, Upper Midwest, Lower Midwest, Texas, Southwest, Southeast | Residential (New), Residential (Existing) | Heating (Equip.), Cooling (Equip.) | 1.249 | 13.6016 | 23.0539 | 1596.8867 | 263.9354 | 265.834 | 267.6468 | 269.0916 | 270.4411 | 252.0233 | 235.5554 | 220.9958 | 206.666 | 193.9437 | 182.3033 | 171.6522 | 161.4439 | 151.5132 | 142.3765 | 132.9412 | 124.4048 | 116.8137 | 109.6361 | 103.0275 | 96.9227 | 91.1054 | 85.7969 | 80.8905 | 76.2304 | 71.9586
ENERGY STAR Res. ASHP (LFL) + Env. | Efficient competed | California, Upper Midwest, Lower Midwest, Texas, Southwest, Southeast | Residential (New), Residential (Existing) | Heating (Equip.), Cooling (Equip.) | 1.249 | 13.6016 | 23.0539 | 1596.8867 | 262.5099 | 263.0201 | 263.4817 | 263.6187 | 263.7018 | 244.6387 | 227.6428 | 212.646 | 198.0105 | 185.0463 | 173.2304 | 162.4605 | 152.2064 | 142.306 | 133.2447 | 123.9701 | 115.6738 | 108.3078 | 101.3675 | 94.9943 | 89.1237 | 83.5525 | 78.4796 | 73.8052 | 69.3984 | 65.3885
ENERGY STAR Res. ASHP (LFL) + Env. CC | Baseline uncompeted | Northwest, Great Basin, Rocky Mountains, Upper Midwest, Lakes/Mid-Atl., Northeast | Residential (New), Residential (Existing) | Heating (Equip.), Cooling (Equip.) | 10.0381 | 7.5896 | 15.8276 | 815.8797 | 74.2007 | 73.9715 | 73.5549 | 72.9516 | 72.3724 | 71.8323 | 71.4932 | 71.3578 | 71.0046 | 70.8514 | 70.7731 | 70.7626 | 70.6682 | 70.3404 | 69.9942 | 69.8375 | 69.8126 | 70.0601 | 70.2804 | 70.5922 | 70.9586 | 71.1743 | 71.5208 | 71.9281 | 72.3622 | 72.8818
ENERGY STAR Res. ASHP (LFL) + Env. CC | Efficient uncompeted | Northwest, Great Basin, Rocky Mountains, Upper Midwest, Lakes/Mid-Atl., Northeast | Residential (New), Residential (Existing) | Heating (Equip.), Cooling (Equip.) | 10.0381 | 7.5896 | 15.8276 | 815.8797 | 73.5978 | 72.7921 | 71.8309 | 70.7181 | 69.6595 | 68.6671 | 67.893 | 67.3357 | 66.5936 | 66.0596 | 65.616 | 65.2515 | 64.8275 | 64.2067 | 63.6312 | 63.2828 | 63.1215 | 63.2259 | 63.3165 | 63.4992 | 63.7367 | 63.8424 | 64.0685 | 64.3558 | 64.6785 | 65.0932
ENERGY STAR Res. ASHP (LFL) + Env. CC | Baseline competed | Northwest, Great Basin, Rocky Mountains, Upper Midwest, Lakes/Mid-Atl., Northeast | Residential (New), Residential (Existing) | Heating (Equip.), Cooling (Equip.) | 10.0381 | 7.5896 | 15.8276 | 815.8797 | 74.1932 | 73.9639 | 73.5472 | 72.9438 | 72.3644 | 69.2963 | 66.6014 | 64.2302 | 61.7954 | 59.6493 | 57.6925 | 55.8777 | 54.0833 | 52.1928 | 50.3698 | 48.0036 | 45.8771 | 44.0543 | 42.3318 | 40.7758 | 39.3422 | 37.9201 | 36.6608 | 35.505 | 34.4554 | 33.5277
ENERGY STAR Res. ASHP (LFL) + Env. CC | Efficient competed | Northwest, Great Basin, Rocky Mountains, Upper Midwest, Lakes/Mid-Atl., Northeast | Residential (New), Residential (Existing) | Heating (Equip.), Cooling (Equip.) | 10.0381 | 7.5896 | 15.8276 | 815.8797 | 73.5903 | 72.7846 | 71.8232 | 70.7103 | 69.6516 | 66.2204 | 63.1955 | 60.5223 | 57.8291 | 55.4443 | 53.2715 | 51.2607 | 49.2992 | 47.2793 | 45.3846 | 43.0502 | 40.9958 | 39.2372 | 37.5842 | 36.0932 | 34.7216 | 33.3693 | 32.1686 | 31.0684 | 30.0728 | 29.1959
ENERGY STAR Res. ASHP (RST) + Env. | Baseline uncompeted | California, Upper Midwest, Lower Midwest, Texas, Southwest, Southeast | Residential (New), Residential (Existing) | Heating (Equip.), Cooling (Equip.) | -4.4154 | 21.9392 | 37.9926 | 2739.1638 | 280.906 | 281.2167 | 281.141 | 280.5253 | 279.589 | 278.3876 | 277.8381 | 278.3947 | 278.044 | 278.3153 | 278.619 | 279.1652 | 279.2066 | 278.5882 | 277.9731 | 277.9596 | 278.3158 | 279.407 | 280.352 | 281.4839 | 283.0401 | 284.2348 | 285.8633 | 287.572 | 288.9647 | 290.858
ENERGY STAR Res. ASHP (RST) + Env. | Efficient uncompeted | California, Upper Midwest, Lower Midwest, Texas, Southwest, Southeast | Residential (New), Residential (Existing) | Heating (Equip.), Cooling (Equip.) | -4.4154 | 21.9392 | 37.9926 | 2739.1638 | 272.6178 | 264.9657 | 257.2784 | 249.4449 | 241.7129 | 234.1594 | 227.5297 | 222.1208 | 216.3194 | 211.3452 | 206.665 | 202.4608 | 198.1647 | 193.6987 | 189.5183 | 185.9456 | 182.8194 | 180.3972 | 178.2111 | 176.5313 | 175.8051 | 176.0567 | 177.7614 | 179.7447 | 181.5477 | 183.6979
ENERGY STAR Res. ASHP (RST) + Env. | Baseline competed | California, Upper Midwest, Lower Midwest, Texas, Southwest, Southeast | Residential (New), Residential (Existing) | Heating (Equip.), Cooling (Equip.) | -4.4154 | 21.9392 | 37.9926 | 2739.1638 | 213.5397 | 213.6414 | 213.3416 | 212.5402 | 211.4438 | 199.2467 | 188.2869 | 178.7033 | 169.1147 | 160.4911 | 152.3904 | 144.8645 | 137.5108 | 130.2683 | 123.4561 | 117.2475 | 111.5344 | 106.4313 | 101.6355 | 97.2223 | 93.2676 | 90.8906 | 86.3419 | 82.0863 | 77.9935 | 74.2589
ENERGY STAR Res. ASHP (RST) + Env. | Efficient competed | California, Upper Midwest, Lower Midwest, Texas, Southwest, Southeast | Residential (New), Residential (Existing) | Heating (Equip.), Cooling (Equip.) | -4.4154 | 21.9392 | 37.9926 | 2739.1638 | 207.2391 | 201.3073 | 195.2631 | 189.0416 | 182.8669 | 168.207 | 155.1787 | 143.8049 | 132.9162 | 123.248 | 114.3754 | 106.3195 | 98.735 | 91.5627 | 84.9952 | 79.0925 | 73.7534 | 69.0414 | 64.7599 | 60.9579 | 57.7719 | 56.1132 | 53.4762 | 51.074 | 48.7538 | 46.6431
ENERGY STAR Res. ASHP (RST) + Env. CC | Baseline uncompeted | Northwest, Great Basin, Rocky Mountains, Upper Midwest, Lakes/Mid-Atl., Northeast | Residential (New), Residential (Existing) | Heating (Equip.), Cooling (Equip.) | -1.0475 | 16.3352 | 31.811 | 1771.99 | 158.263 | 157.929 | 157.0424 | 155.6111 | 154.1701 | 152.8266 | 151.9029 | 151.3495 | 150.4501 | 149.9558 | 149.4099 | 148.9429 | 148.1413 | 146.9558 | 145.6666 | 144.6913 | 143.9729 | 143.7541 | 143.5052 | 143.394 | 143.3897 | 143.1048 | 143.0266 | 143.0604 | 143.061 | 143.2663
ENERGY STAR Res. ASHP (RST) + Env. CC | Efficient uncompeted | Northwest, Great Basin, Rocky Mountains, Upper Midwest, Lakes/Mid-Atl., Northeast | Residential (New), Residential (Existing) | Heating (Equip.), Cooling (Equip.) | -1.0475 | 16.3352 | 31.811 | 1771.99 | 152.9958 | 147.5753 | 141.8453 | 135.8635 | 130.1321 | 124.7381 | 119.9218 | 115.6048 | 111.239 | 107.3832 | 103.6758 | 100.1958 | 96.6742 | 93.0962 | 89.6365 | 86.5497 | 83.7739 | 81.4939 | 79.479 | 77.7499 | 76.6005 | 76.3126 | 76.7815 | 77.4308 | 78.0737 | 78.8521
ENERGY STAR Res. ASHP (RST) + Env. CC | Baseline competed | Northwest, Great Basin, Rocky Mountains, Upper Midwest, Lakes/Mid-Atl., Northeast | Residential (New), Residential (Existing) | Heating (Equip.), Cooling (Equip.) | -1.0475 | 16.3352 | 31.811 | 1771.99 | 141.9223 | 141.6013 | 140.7658 | 139.4296 | 138.0756 | 132.0152 | 126.5977 | 121.7051 | 116.4178 | 111.6553 | 107.0536 | 102.6685 | 98.2389 | 93.7386 | 89.3564 | 85.0287 | 81.0552 | 77.5625 | 74.2849 | 71.2463 | 68.6467 | 66.4821 | 63.312 | 60.3551 | 57.5461 | 54.9652
ENERGY STAR Res. ASHP (RST) + Env. CC | Efficient competed | Northwest, Great Basin, Rocky Mountains, Upper Midwest, Lakes/Mid-Atl., Northeast | Residential (New), Residential (Existing) | Heating (Equip.), Cooling (Equip.) | -1.0475 | 16.3352 | 31.811 | 1771.99 | 137.1989 | 132.3197 | 127.148 | 121.7426 | 116.5567 | 107.9657 | 100.2985 | 93.4075 | 86.5029 | 80.3212 | 74.5535 | 69.2118 | 64.1136 | 59.2352 | 54.6793 | 50.434 | 46.6146 | 43.2971 | 40.3409 | 37.7079 | 35.6669 | 34.328 | 32.8491 | 31.5202 | 30.2533 | 29.0957
ENERGY STAR Res. GSHP (FS) | Baseline uncompeted | Northwest, Great Basin, California, Rocky Mountains, Upper Midwest, Lower Midwest, Lakes/Mid-Atl., Texas, Southwest, Southeast, Northeast | Residential (New), Residential (Existing) | Heating (Equip.), Cooling (Equip.) | -21.3624 | 999 | 163.5174 | 1443.0896 | 1496.1612 | 1500.2253 | 1501.7275 | 1500.7957 | 1496.9537 | 1491.6338 | 1486.4574 | 1482.6551 | 1480.9651 | 1479.5332 | 1478.4189 | 1478.6594 | 1478.9173 | 1478.3513 | 1478.3915 | 1479.4649 | 1481.0955 | 1484.0027 | 1487.2757 | 1491.5785 | 1496.2178 | 1499.5241 | 1503.9152 | 1509.0616 | 1513.7387 | 1518.8022
ENERGY STAR Res. GSHP (FS) | Efficient uncompeted | Northwest, Great Basin, California, Rocky Mountains, Upper Midwest, Lower Midwest, Lakes/Mid-Atl., Texas, Southwest, Southeast, Northeast | Residential (New), Residential (Existing) | Heating (Equip.), Cooling (Equip.) | -21.3624 | 999 | 163.5174 | 1443.0896 | 1472.9686 | 1453.8317 | 1432.1243 | 1407.9613 | 1381.3873 | 1354.2074 | 1328.695 | 1306.0546 | 1284.9785 | 1265.8508 | 1246.9125 | 1229.5561 | 1211.4627 | 1191.9814 | 1173.0024 | 1155.9671 | 1140.3404 | 1127.5143 | 1114.6948 | 1103.4094 | 1093.3561 | 1083.7538 | 1083.6023 | 1087.7745 | 1091.7545 | 1096.7803
ENERGY STAR Res. GSHP (FS) | Baseline competed | Northwest, Great Basin, California, Rocky Mountains, Upper Midwest, Lower Midwest, Lakes/Mid-Atl., Texas, Southwest, Southeast, Northeast | Residential (New), Residential (Existing) | Heating (Equip.), Cooling (Equip.) | -21.3624 | 999 | 163.5174 | 1443.0896 | 3.8099e-12 | 4.3961e-12 | 4.9822e-12 | 5.8614e-12 | 1.143e-11 | 7.6198e-12 | 6.7406e-12 | 3.8099e-12 | 5.5683e-12 | 4.103e-12 | 6.7406e-12 | 5.8614e-12 | 6.1545e-12 | 3.2238e-12 | 2.9307e-12 | 4.103e-12 | 5.2753e-12 | 2.0515e-12 | 6.4475e-12 | 1.7584e-12 | 3.8099e-12 | 5.2753e-12 | 3.8099e-12 | 5.5683e-12 | 2.3446e-12 | 1.1723e-12
ENERGY STAR Res. GSHP (FS) | Efficient competed | Northwest, Great Basin, California, Rocky Mountains, Upper Midwest, Lower Midwest, Lakes/Mid-Atl., Texas, Southwest, Southeast, Northeast | Residential (New), Residential (Existing) | Heating (Equip.), Cooling (Equip.) | -21.3624 | 999 | 163.5174 | 1443.0896 | 6.4475e-12 | 3.2238e-12 | 9.0852e-12 | 9.3782e-12 | 7.3268e-12 | 5.2753e-12 | 4.9822e-12 | 4.3961e-12 | 6.4475e-12 | 6.1545e-12 | 2.9307e-12 | 5.2753e-12 | 3.5168e-12 | 3.8099e-12 | 2.6376e-12 | 3.8099e-12 | 2.6376e-12 | 2.6376e-12 | 2.3446e-12 | 2.3446e-12 | 4.103e-12 | 2.0515e-12 | 1.7584e-12 | 3.2238e-12 | 3.2238e-12 | -2.9307e-13
ENERGY STAR Res. GSHP (LFL) | Baseline uncompeted | Northwest, Great Basin, California, Rocky Mountains, Upper Midwest, Lower Midwest, Lakes/Mid-Atl., Texas, Southwest, Southeast, Northeast | Residential (New), Residential (Existing) | Heating (Equip.), Cooling (Equip.) | 999 | 999 | 999 | 999 | 17.3423 | 18.2123 | 19.0438 | 19.8253 | 20.5996 | 21.3714 | 22.201 | 23.1019 | 23.9773 | 24.9052 | 25.9914 | 27.1015 | 28.1358 | 29.088 | 29.9992 | 30.9778 | 31.9811 | 33.061 | 34.1059 | 35.1649 | 36.245 | 37.2483 | 38.2986 | 39.3509 | 40.3665 | 41.423
ENERGY STAR Res. GSHP (LFL) | Efficient uncompeted | Northwest, Great Basin, California, Rocky Mountains, Upper Midwest, Lower Midwest, Lakes/Mid-Atl., Texas, Southwest, Southeast, Northeast | Residential (New), Residential (Existing) | Heating (Equip.), Cooling (Equip.) | 999 | 999 | 999 | 999 | 17.3691 | 18.2663 | 19.1253 | 19.9345 | 20.7367 | 21.5367 | 22.3954 | 23.3265 | 24.2325 | 25.1921 | 26.3122 | 27.4573 | 28.5265 | 29.5129 | 30.4582 | 31.4722 | 32.5098 | 33.6207 | 34.6884 | 35.7664 | 36.8618 | 37.8764 | 38.9387 | 40.0028 | 41.0294 | 42.0974
ENERGY STAR Res. GSHP (LFL) | Baseline competed | Northwest, Great Basin, California, Rocky Mountains, Upper Midwest, Lower Midwest, Lakes/Mid-Atl., Texas, Southwest, Southeast, Northeast | Residential (New), Residential (Existing) | Heating (Equip.), Cooling (Equip.) | 999 | 999 | 999 | 999 | 0.26275 | 0.27802 | 0.29479 | 0.31283 | 0.33266 | 0.35422 | 0.37835 | 0.40524 | 0.44895 | 0.51539 | 0.86492 | 1.1861 | 1.4741 | 1.7268 | 1.9588 | 2.1664 | 2.3496 | 2.5149 | 2.6564 | 2.7796 | 2.8861 | 2.9706 | 3.0444 | 3.1047 | 3.1507 | 3.1895
ENERGY STAR Res. GSHP (LFL) | Efficient competed | Northwest, Great Basin, California, Rocky Mountains, Upper Midwest, Lower Midwest, Lakes/Mid-Atl., Texas, Southwest, Southeast, Northeast | Residential (New), Residential (Existing) | Heating (Equip.), Cooling (Equip.) | 999 | 999 | 999 | 999 | 0.26315 | 0.27885 | 0.29606 | 0.31456 | 0.33488 | 0.35697 | 0.38167 | 0.40919 | 0.45373 | 0.52131 | 0.87551 | 1.2014 | 1.4943 | 1.7517 | 1.9882 | 2.2003 | 2.3876 | 2.5566 | 2.7008 | 2.8261 | 2.9343 | 3.0198 | 3.0945 | 3.1553 | 3.2016 | 3.2407
ENERGY STAR Res. GSHP (RST) | Baseline uncompeted | Northwest, Great Basin, California, Rocky Mountains, Upper Midwest, Lower Midwest, Lakes/Mid-Atl., Texas, Southwest, Southeast, Northeast | Residential (New), Residential (Existing) | Heating (Equip.), Cooling (Equip.) | -15.8486 | 64.3464 | 121.0242 | 7832.4069 | 439.169 | 439.1457 | 438.1834 | 436.1364 | 433.7591 | 431.2142 | 429.7409 | 429.7442 | 428.4941 | 428.2711 | 428.0289 | 428.1081 | 427.3479 | 425.544 | 423.6397 | 422.6509 | 422.2887 | 423.1611 | 423.8572 | 424.8779 | 426.4297 | 427.3396 | 428.8898 | 430.6324 | 432.0257 | 434.1243
ENERGY STAR Res. GSHP (RST) | Efficient uncompeted | Northwest, Great Basin, California, Rocky Mountains, Upper Midwest, Lower Midwest, Lakes/Mid-Atl., Texas, Southwest, Southeast, Northeast | Residential (New), Residential (Existing) | Heating (Equip.), Cooling (Equip.) | -15.8486 | 64.3464 | 121.0242 | 7832.4069 | 425.6923 | 412.5809 | 399.007 | 384.9231 | 371.0939 | 357.6968 | 345.7161 | 335.3635 | 324.5008 | 314.9011 | 305.674 | 297.0785 | 288.3012 | 279.2628 | 270.5891 | 262.8302 | 255.7703 | 249.865 | 244.5239 | 240.0198 | 237.3691 | 237.2533 | 239.9202 | 243.125 | 246.0917 | 249.4335
ENERGY STAR Res. GSHP (RST) | Baseline competed | Northwest, Great Basin, California, Rocky Mountains, Upper Midwest, Lower Midwest, Lakes/Mid-Atl., Texas, Southwest, Southeast, Northeast | Residential (New), Residential (Existing) | Heating (Equip.), Cooling (Equip.) | -15.8486 | 64.3464 | 121.0242 | 7832.4069 | 1.9155e-06 | 1.9142e-06 | 1.9078e-06 | 1.895e-06 | 1.8786e-06 | 1.7723e-06 | 1.6767e-06 | 1.593e-06 | 1.5614e-06 | 1.498e-06 | 1.4211e-06 | 1.3496e-06 | 1.2798e-06 | 1.2111e-06 | 1.1465e-06 | 1.0879e-06 | 1.034e-06 | 9.8592e-07 | 9.4085e-07 | 8.9937e-07 | 8.6239e-07 | 8.3924e-07 | 7.9633e-07 | 7.5625e-07 | 7.1782e-07 | 6.8272e-07
ENERGY STAR Res. GSHP (RST) | Efficient competed | Northwest, Great Basin, California, Rocky Mountains, Upper Midwest, Lower Midwest, Lakes/Mid-Atl., Texas, Southwest, Southeast, Northeast | Residential (New), Residential (Existing) | Heating (Equip.), Cooling (Equip.) | -15.8486 | 64.3464 | 121.0242 | 7832.4069 | 1.8581e-06 | 1.8016e-06 | 1.7425e-06 | 1.68e-06 | 1.617e-06 | 1.487e-06 | 1.3711e-06 | 1.2692e-06 | 1.2062e-06 | 1.1254e-06 | 1.0397e-06 | 9.6174e-07 | 8.8837e-07 | 8.1908e-07 | 7.5557e-07 | 6.9859e-07 | 6.4701e-07 | 6.0148e-07 | 5.6039e-07 | 5.2404e-07 | 4.9449e-07 | 4.7971e-07 | 4.5842e-07 | 4.3927e-07 | 4.2057e-07 | 4.0337e-07
ENERGY STAR Res. HPWH | Baseline uncompeted | Northwest, Great Basin, California, Rocky Mountains, Upper Midwest, Lower Midwest, Lakes/Mid-Atl., Texas, Southwest, Southeast, Northeast | Residential (New), Residential (Existing) | Water Heating | 75.9257 | 1.3168 | 2.4248 | 156.8017 | 489.3374 | 486.2223 | 482.5327 | 477.936 | 473.2793 | 468.8274 | 465.8344 | 464.4075 | 463.5802 | 464.6801 | 466.8746 | 469.3638 | 470.7096 | 470.8766 | 470.7505 | 471.4483 | 472.8175 | 475.5045 | 477.8674 | 480.4496 | 483.3038 | 485.1428 | 487.5651 | 490.163 | 492.459 | 495.4663
ENERGY STAR Res. HPWH | Efficient uncompeted | Northwest, Great Basin, California, Rocky Mountains, Upper Midwest, Lower Midwest, Lakes/Mid-Atl., Texas, Southwest, Southeast, Northeast | Residential (New), Residential (Existing) | Water Heating | 75.9257 | 1.3168 | 2.4248 | 156.8017 | 458.1279 | 424.7235 | 391.7303 | 358.9775 | 327.2311 | 296.6669 | 267.9788 | 240.9248 | 215.0615 | 190.7611 | 167.6574 | 146.4169 | 132.7324 | 132.7016 | 132.666 | 132.8627 | 133.2486 | 134.0058 | 134.6717 | 135.3994 | 136.2038 | 136.7221 | 137.4047 | 138.1369 | 138.7839 | 139.6314
ENERGY STAR Res. HPWH | Baseline competed | Northwest, Great Basin, California, Rocky Mountains, Upper Midwest, Lower Midwest, Lakes/Mid-Atl., Texas, Southwest, Southeast, Northeast | Residential (New), Residential (Existing) | Water Heating | 75.9257 | 1.3168 | 2.4248 | 156.8017 | 489.3374 | 486.2223 | 482.5327 | 477.936 | 473.2793 | 468.8274 | 465.8344 | 464.4075 | 463.5802 | 464.6801 | 466.8745 | 469.3637 | 470.7095 | 470.8765 | 470.7504 | 471.4482 | 472.8175 | 475.5044 | 477.8673 | 480.4495 | 483.3037 | 485.1428 | 487.565 | 490.1629 | 492.4589 | 495.4662
ENERGY STAR Res. HPWH | Efficient competed | Northwest, Great Basin, California, Rocky Mountains, Upper Midwest, Lower Midwest, Lakes/Mid-Atl., Texas, Southwest, Southeast, Northeast | Residential (New), Residential (Existing) | Water Heating | 75.9257 | 1.3168 | 2.4248 | 156.8017 | 458.1279 | 424.7235 | 391.7303 | 358.9775 | 327.2311 | 296.6669 | 267.9788 | 240.9248 | 215.0615 | 190.7611 | 167.6574 | 146.4169 | 132.7324 | 132.7016 | 132.666 | 132.8627 | 133.2486 | 134.0058 | 134.6717 | 135.3994 | 136.2038 | 136.7221 | 137.4047 | 138.1368 | 138.7839 | 139.6314
ENERGY STAR Res. HPWH (FS) 120V | Baseline uncompeted | Northwest, Great Basin, California, Rocky Mountains, Upper Midwest, Lower Midwest, Lakes/Mid-Atl., Texas, Southwest, Southeast, Northeast | Residential (New), Residential (Existing) | Water Heating | -11.5953 | 0 | -16.0945 | -88.5875 | 315.8234 | 316.7902 | 317.6066 | 318.3123 | 318.3765 | 318.1609 | 317.358 | 316.3565 | 315.3779 | 314.3557 | 313.3556 | 312.3921 | 311.3362 | 310.0487 | 308.882 | 307.6689 | 306.397 | 305.2192 | 304.2532 | 303.5106 | 302.6987 | 301.2437 | 300.0943 | 299.3433 | 298.7563 | 298.0808
ENERGY STAR Res. HPWH (FS) 120V | Efficient uncompeted | Northwest, Great Basin, California, Rocky Mountains, Upper Midwest, Lower Midwest, Lakes/Mid-Atl., Texas, Southwest, Southeast, Northeast | Residential (New), Residential (Existing) | Water Heating | -11.5953 | 0 | -16.0945 | -88.5875 | 311.0011 | 306.8707 | 302.2848 | 297.2424 | 291.4063 | 285.3039 | 279.0146 | 272.9886 | 266.6298 | 260.784 | 254.7384 | 248.9629 | 243.0424 | 240.4077 | 238.4566 | 236.8849 | 235.5358 | 234.8104 | 233.9928 | 233.4637 | 233.0336 | 231.5024 | 230.3965 | 229.6559 | 228.8294 | 228.0854
ENERGY STAR Res. HPWH (FS) 120V | Baseline competed | Northwest, Great Basin, California, Rocky Mountains, Upper Midwest, Lower Midwest, Lakes/Mid-Atl., Texas, Southwest, Southeast, Northeast | Residential (New), Residential (Existing) | Water Heating | -11.5953 | 0 | -16.0945 | -88.5875 | 0.00045123 | 0.00044357 | 0.00043591 | 0.00042846 | 0.00042295 | 0.00041456 | 0.00040753 | 0.0004015 | 1.4524 | 2.6994 | 3.8547 | 4.8161 | 5.6044 | 6.391 | 7.0163 | 7.5502 | 8.0103 | 8.398 | 8.7092 | 8.9577 | 9.1792 | 9.5032 | 9.8321 | 10.119 | 10.4382 | 10.8012
ENERGY STAR Res. HPWH (FS) 120V | Efficient competed | Northwest, Great Basin, California, Rocky Mountains, Upper Midwest, Lower Midwest, Lakes/Mid-Atl., Texas, Southwest, Southeast, Northeast | Residential (New), Residential (Existing) | Water Heating | -11.5953 | 0 | -16.0945 | -88.5875 | 0.00044434 | 0.00042959 | 0.00041463 | 0.0003996 | 0.00038631 | 0.00037063 | 0.0003568 | 0.00034456 | 1.2256 | 2.234 | 3.1248 | 3.8316 | 4.3742 | 4.9555 | 5.4166 | 5.8132 | 6.1577 | 6.4608 | 6.698 | 6.8904 | 7.0667 | 7.3031 | 7.5486 | 7.7633 | 7.995 | 8.2649
ENERGY STAR Res. HPWH (FS) 240V | Baseline uncompeted | Northwest, Great Basin, California, Rocky Mountains, Upper Midwest, Lower Midwest, Lakes/Mid-Atl., Texas, Southwest, Southeast, Northeast | Residential (New), Residential (Existing) | Water Heating | 999 | 0 | -5.3891 | -57.0175 | 315.8234 | 316.7902 | 317.6066 | 318.3123 | 318.3765 | 318.1609 | 317.358 | 316.3565 | 315.3779 | 314.3557 | 313.3556 | 312.3921 | 311.3362 | 310.0487 | 308.882 | 307.6689 | 306.397 | 305.2192 | 304.2532 | 303.5106 | 302.6987 | 301.2437 | 300.0943 | 299.3433 | 298.7563 | 298.0808
ENERGY STAR Res. HPWH (FS) 240V | Efficient uncompeted | Northwest, Great Basin, California, Rocky Mountains, Upper Midwest, Lower Midwest, Lakes/Mid-Atl., Texas, Southwest, Southeast, Northeast | Residential (New), Residential (Existing) | Water Heating | 999 | 0 | -5.3891 | -57.0175 | 304.5105 | 293.9188 | 282.9276 | 271.5631 | 259.5022 | 247.2134 | 234.7011 | 222.36 | 209.8452 | 197.7121 | 185.5501 | 173.9813 | 163.0656 | 160.3001 | 158.9721 | 157.9233 | 157.0239 | 156.5403 | 155.9952 | 155.6424 | 155.3557 | 154.3349 | 153.5977 | 153.1039 | 152.5529 | 152.0569
ENERGY STAR Res. HPWH (FS) 240V | Baseline competed | Northwest, Great Basin, California, Rocky Mountains, Upper Midwest, Lower Midwest, Lakes/Mid-Atl., Texas, Southwest, Southeast, Northeast | Residential (New), Residential (Existing) | Water Heating | 999 | 0 | -5.3891 | -57.0175 | 50.9016 | 49.8927 | 48.8429 | 47.8343 | 47.0867 | 46.0921 | 45.3255 | 44.7749 | 48.4141 | 51.6676 | 54.8171 | 57.648 | 60.249 | 62.5854 | 64.4094 | 66.0351 | 67.5049 | 68.7349 | 69.6787 | 70.3623 | 71.0121 | 72.324 | 73.5923 | 74.6748 | 75.8689 | 77.2155
ENERGY STAR Res. HPWH (FS) 240V | Efficient competed | Northwest, Great Basin, California, Rocky Mountains, Upper Midwest, Lower Midwest, Lakes/Mid-Atl., Texas, Southwest, Southeast, Northeast | Residential (New), Residential (Existing) | Water Heating | 999 | 0 | -5.3891 | -57.0175 | 49.0783 | 46.2676 | 43.4442 | 40.6843 | 38.183 | 35.5438 | 33.1628 | 31.0136 | 31.6507 | 31.8225 | 31.7113 | 31.6273 | 31.4988 | 32.3589 | 33.1504 | 33.8951 | 34.5953 | 35.2527 | 35.7253 | 36.0823 | 36.4459 | 37.0534 | 37.6668 | 38.1936 | 38.7407 | 39.3891
ENERGY STAR Res. HPWH (FS) New | Baseline uncompeted | Northwest, Great Basin, California, Rocky Mountains, Upper Midwest, Lower Midwest, Lakes/Mid-Atl., Texas, Southwest, Southeast, Northeast | Residential (New), Residential (Existing) | Water Heating | 43.0436 | 2.3124 | 2.7294 | 28.8981 | 3.2807 | 6.5712 | 9.8923 | 13.2511 | 16.5857 | 19.8556 | 23.0427 | 26.1855 | 29.2586 | 32.2385 | 35.1823 | 38.1233 | 41.0314 | 43.8898 | 46.7348 | 49.5832 | 52.4123 | 55.2078 | 58.0158 | 60.846 | 63.6521 | 66.3041 | 68.9935 | 71.736 | 74.4899 | 77.2062
ENERGY STAR Res. HPWH (FS) New | Efficient uncompeted | Northwest, Great Basin, California, Rocky Mountains, Upper Midwest, Lower Midwest, Lakes/Mid-Atl., Texas, Southwest, Southeast, Northeast | Residential (New), Residential (Existing) | Water Heating | 43.0436 | 2.3124 | 2.7294 | 28.8981 | 1.753 | 3.4899 | 5.2181 | 6.9368 | 8.6264 | 10.2809 | 11.9229 | 13.5796 | 15.1659 | 16.75 | 18.2898 | 19.8253 | 21.2933 | 22.6859 | 24.0528 | 25.4506 | 26.8605 | 28.3149 | 29.7456 | 31.2023 | 32.6685 | 33.9693 | 35.3131 | 36.6905 | 38.0365 | 39.3844
ENERGY STAR Res. HPWH (FS) New | Baseline competed | Northwest, Great Basin, California, Rocky Mountains, Upper Midwest, Lower Midwest, Lakes/Mid-Atl., Texas, Southwest, Southeast, Northeast | Residential (New), Residential (Existing) | Water Heating | 43.0436 | 2.3124 | 2.7294 | 28.8981 | 0.99421 | 1.8796 | 2.7191 | 3.55 | 4.448 | 5.3521 | 6.3079 | 7.3199 | 10.4367 | 13.4632 | 16.4552 | 19.4394 | 22.5115 | 26.8721 | 30.9991 | 34.9707 | 38.7942 | 42.4615 | 46.0264 | 49.5188 | 52.9201 | 56.1224 | 59.2941 | 62.4645 | 65.6067 | 68.6815
ENERGY STAR Res. HPWH (FS) New | Efficient competed | Northwest, Great Basin, California, Rocky Mountains, Upper Midwest, Lower Midwest, Lakes/Mid-Atl., Texas, Southwest, Southeast, Northeast | Residential (New), Residential (Existing) | Water Heating | 43.0436 | 2.3124 | 2.7294 | 28.8981 | 0.53124 | 0.99822 | 1.4343 | 1.8584 | 2.3134 | 2.7712 | 3.2639 | 3.796 | 5.4097 | 6.995 | 8.5544 | 10.1091 | 11.6824 | 13.8897 | 15.9541 | 17.9501 | 19.8815 | 21.7776 | 23.5984 | 25.3936 | 27.1604 | 28.753 | 30.3486 | 31.9485 | 33.5005 | 35.0358
ESTAR IECC Res. N-Elec. Env. | Baseline uncompeted | Northwest, Great Basin, California, Rocky Mountains, Upper Midwest, Lower Midwest, Lakes/Mid-Atl., Texas, Southwest, Southeast, Northeast | Residential (New), Residential (Existing) | Heating (Equip.) | 36.4479 | 2.7421 | 4.0776 | 76.3522 | 1354.0815 | 1348.4029 | 1341.123 | 1332.4264 | 1321.5431 | 1309.5188 | 1297.0018 | 1284.4846 | 1274.9205 | 1264.3519 | 1254.0823 | 1244.5702 | 1235.7292 | 1226.8303 | 1218.6805 | 1211.0707 | 1203.8454 | 1196.8943 | 1190.6398 | 1184.8994 | 1179.02 | 1172.3979 | 1166.1464 | 1160.3542 | 1154.5913 | 1148.5392
ESTAR IECC Res. N-Elec. Env. | Efficient uncompeted | Northwest, Great Basin, California, Rocky Mountains, Upper Midwest, Lower Midwest, Lakes/Mid-Atl., Texas, Southwest, Southeast, Northeast | Residential (New), Residential (Existing) | Heating (Equip.) | 36.4479 | 2.7421 | 4.0776 | 76.3522 | 1342.2304 | 1325.0301 | 1306.5858 | 1287.1073 | 1265.8924 | 1243.9795 | 1221.9937 | 1200.3808 | 1181.8511 | 1162.6994 | 1144.1263 | 1126.5331 | 1109.8163 | 1093.3118 | 1077.7223 | 1062.8541 | 1048.5573 | 1034.715 | 1021.6907 | 1009.3099 | 997.0222 | 984.5833 | 973.6082 | 963.6833 | 954.0559 | 944.5527
ESTAR IECC Res. N-Elec. Env. | Baseline competed | Northwest, Great Basin, California, Rocky Mountains, Upper Midwest, Lower Midwest, Lakes/Mid-Atl., Texas, Southwest, Southeast, Northeast | Residential (New), Residential (Existing) | Heating (Equip.) | 36.4479 | 2.7421 | 4.0776 | 76.3522 | 43.7203 | 43.979 | 44.4497 | 45.103 | 45.7148 | 46.0538 | 46.3707 | 46.6836 | 48.5463 | 50.2141 | 51.766 | 53.2792 | 54.7292 | 56.0553 | 57.3915 | 55.0068 | 52.7974 | 50.7655 | 48.9306 | 47.3063 | 45.9058 | 44.2419 | 42.801 | 41.5773 | 40.5842 | 39.7596
ESTAR IECC Res. N-Elec. Env. | Efficient competed | Northwest, Great Basin, California, Rocky Mountains, Upper Midwest, Lower Midwest, Lakes/Mid-Atl., Texas, Southwest, Southeast, Northeast | Residential (New), Residential (Existing) | Heating (Equip.) | 36.4479 | 2.7421 | 4.0776 | 76.3522 | 43.3301 | 43.198 | 43.2743 | 43.5264 | 43.7373 | 43.6927 | 43.6304 | 43.5671 | 44.9357 | 46.1057 | 47.1532 | 48.1503 | 49.0757 | 49.8771 | 50.6751 | 48.2031 | 45.9216 | 43.8283 | 41.936 | 40.2518 | 38.7855 | 37.1121 | 35.686 | 34.4778 | 33.4795 | 32.6373
Min. Eff. Com. ASHP (FS) | Baseline uncompeted | California, Upper Midwest, Lower Midwest, Texas, Southwest, Southeast | Commercial (New), Commercial (Existing) | Heating (Equip.), Cooling (Equip.) | -10.9484 | 95.1389 | 74.3563 | 587.7549 | 270.957 | 272.2344 | 272.5159 | 272.1653 | 271.4427 | 270.4417 | 269.9886 | 269.8975 | 268.8208 | 268 | 267.0156 | 266.1175 | 264.8903 | 263.1817 | 261.5816 | 260.0835 | 258.7998 | 257.8844 | 256.9622 | 256.2218 | 255.6051 | 254.5205 | 253.8404 | 253.3551 | 252.7937 | 252.3795
Min. Eff. Com. ASHP (FS) | Efficient uncompeted | California, Upper Midwest, Lower Midwest, Texas, Southwest, Southeast | Commercial (New), Commercial (Existing) | Heating (Equip.), Cooling (Equip.) | -10.9484 | 95.1389 | 74.3563 | 587.7549 | 268.3248 | 266.892 | 264.3978 | 261.1609 | 257.5017 | 253.5718 | 250.3099 | 247.5804 | 243.8545 | 240.6048 | 237.1758 | 233.8587 | 230.0911 | 225.7622 | 221.5029 | 217.59 | 215.3893 | 214.8038 | 214.1844 | 213.764 | 213.5448 | 212.797 | 212.4664 | 212.2923 | 211.9431 | 211.8111
Min. Eff. Com. ASHP (FS) | Baseline competed | California, Upper Midwest, Lower Midwest, Texas, Southwest, Southeast | Commercial (New), Commercial (Existing) | Heating (Equip.), Cooling (Equip.) | -10.9484 | 95.1389 | 74.3563 | 587.7549 | 70.1291 | 70.0418 | 69.82 | 69.5143 | 69.2042 | 65.0935 | 61.488 | 58.3405 | 55.1438 | 52.3377 | 49.7173 | 47.319 | 44.996 | 42.7589 | 40.7087 | 38.8717 | 37.5791 | 37.0397 | 36.6362 | 36.2834 | 35.9925 | 35.6893 | 35.468 | 35.2701 | 34.9238 | 32.6329
Min. Eff. Com. ASHP (FS) | Efficient competed | California, Upper Midwest, Lower Midwest, Texas, Southwest, Southeast | Commercial (New), Commercial (Existing) | Heating (Equip.), Cooling (Equip.) | -10.9484 | 95.1389 | 74.3563 | 587.7549 | 70.1561 | 70.0962 | 69.9023 | 69.6257 | 69.3468 | 65.2548 | 61.6696 | 58.5441 | 55.3668 | 52.5817 | 49.9812 | 47.6024 | 45.2969 | 43.0752 | 41.0401 | 39.2172 | 37.925 | 37.3931 | 36.9941 | 36.6456 | 36.3599 | 36.0607 | 35.8447 | 35.6518 | 35.3087 | 32.9972
Min. Eff. Com. ASHP (FS) CC | Baseline uncompeted | Northwest, Great Basin, Rocky Mountains, Upper Midwest, Lakes/Mid-Atl., Northeast | Commercial (New), Commercial (Existing) | Heating (Equip.), Cooling (Equip.) | -11.6634 | 999 | 71.1741 | 588.2866 | 304.0787 | 307.9041 | 310.3818 | 311.9613 | 312.1185 | 311.6882 | 311.3161 | 310.8329 | 309.6503 | 308.3676 | 306.8649 | 305.3901 | 303.6228 | 301.2923 | 298.9853 | 296.7344 | 294.5567 | 292.6789 | 291.0157 | 289.7105 | 288.173 | 286.3899 | 284.8754 | 283.6405 | 282.2798 | 280.7373
Min. Eff. Com. ASHP (FS) CC | Efficient uncompeted | Northwest, Great Basin, Rocky Mountains, Upper Midwest, Lakes/Mid-Atl., Northeast | Commercial (New), Commercial (Existing) | Heating (Equip.), Cooling (Equip.) | -11.6634 | 999 | 71.1741 | 588.2866 | 298.8395 | 297.2302 | 294.0926 | 289.7701 | 283.9311 | 277.5121 | 271.3703 | 265.4327 | 258.7695 | 252.4247 | 245.8313 | 239.3139 | 232.3196 | 224.6503 | 216.9356 | 209.5776 | 204.4441 | 202.6526 | 201.6131 | 200.897 | 200.1633 | 198.8443 | 197.8449 | 197.0765 | 196.0948 | 195.1302
Min. Eff. Com. ASHP (FS) CC | Baseline competed | Northwest, Great Basin, Rocky Mountains, Upper Midwest, Lakes/Mid-Atl., Northeast | Commercial (New), Commercial (Existing) | Heating (Equip.), Cooling (Equip.) | -11.6634 | 999 | 71.1741 | 588.2866 | 11.1326 | 11.1225 | 11.1019 | 11.0584 | 11.0261 | 10.4174 | 9.8821 | 9.4089 | 8.9324 | 8.5127 | 8.1171 | 7.7485 | 7.3911 | 7.0417 | 6.7084 | 6.4133 | 6.1642 | 6.0322 | 5.9987 | 5.974 | 5.9588 | 5.9325 | 5.9161 | 5.9064 | 5.8746 | 5.541
Min. Eff. Com. ASHP (FS) CC | Efficient competed | Northwest, Great Basin, Rocky Mountains, Upper Midwest, Lakes/Mid-Atl., Northeast | Commercial (New), Commercial (Existing) | Heating (Equip.), Cooling (Equip.) | -11.6634 | 999 | 71.1741 | 588.2866 | 11.1159 | 11.0894 | 11.0526 | 10.9932 | 10.9452 | 10.3282 | 9.7866 | 9.3076 | 8.8264 | 8.4029 | 8.0035 | 7.6316 | 7.2716 | 6.9196 | 6.5843 | 6.288 | 6.0386 | 5.9106 | 5.8797 | 5.8572 | 5.8449 | 5.8214 | 5.8072 | 5.7994 | 5.7697 | 5.4436
Min. Eff. Com. ASHP (RST) | Baseline uncompeted | California, Upper Midwest, Lower Midwest, Texas, Southwest, Southeast | Commercial (New), Commercial (Existing) | Heating (Equip.), Cooling (Equip.) | 0.439 | 20.0192 | 23.9389 | 1991.996 | 117.2271 | 117.2969 | 117.0512 | 116.612 | 116.1397 | 115.6166 | 115.5569 | 115.8488 | 115.4814 | 115.375 | 115.1508 | 114.9223 | 114.3807 | 113.5352 | 112.6877 | 112.0021 | 111.5184 | 111.3036 | 110.9845 | 110.7322 | 110.6126 | 110.3846 | 110.3505 | 110.3344 | 110.1885 | 110.1966
Min. Eff. Com. ASHP (RST) | Efficient uncompeted | California, Upper Midwest, Lower Midwest, Texas, Southwest, Southeast | Commercial (New), Commercial (Existing) | Heating (Equip.), Cooling (Equip.) | 0.439 | 20.0192 | 23.9389 | 1991.996 | 115.3832 | 113.6912 | 111.7685 | 109.7212 | 107.699 | 105.6866 | 104.1629 | 103.0153 | 101.3396 | 99.9584 | 98.5308 | 97.166 | 95.6279 | 94.287 | 93.252 | 92.6866 | 92.4289 | 92.3993 | 92.2827 | 92.2406 | 92.321 | 92.3257 | 92.5026 | 92.7019 | 92.7929 | 93.0163
Min. Eff. Com. ASHP (RST) | Baseline competed | California, Upper Midwest, Lower Midwest, Texas, Southwest, Southeast | Commercial (New), Commercial (Existing) | Heating (Equip.), Cooling (Equip.) | 0.439 | 20.0192 | 23.9389 | 1991.996 | 30.1466 | 30.3461 | 30.3925 | 30.3451 | 30.2663 | 27.6522 | 25.3628 | 23.3344 | 21.3569 | 19.6052 | 17.9934 | 16.5247 | 15.1444 | 13.9725 | 13.0154 | 11.7726 | 10.6754 | 9.7089 | 8.8196 | 8.008 | 7.2739 | 6.5937 | 5.9872 | 5.4402 | 4.9417 | 4.4987
Min. Eff. Com. ASHP (RST) | Efficient competed | California, Upper Midwest, Lower Midwest, Texas, Southwest, Southeast | Commercial (New), Commercial (Existing) | Heating (Equip.), Cooling (Equip.) | 0.439 | 20.0192 | 23.9389 | 1991.996 | 28.2311 | 26.5918 | 24.8862 | 23.1537 | 21.4464 | 18.3186 | 15.6378 | 13.31 | 11.1857 | 9.348 | 7.7271 | 6.3167 | 5.0965 | 4.2816 | 3.7299 | 3.3023 | 2.9926 | 2.7204 | 2.4701 | 2.2419 | 2.0355 | 1.8444 | 1.6741 | 1.5206 | 1.3808 | 1.2565
Min. Eff. Com. ASHP (RST) CC | Baseline uncompeted | Northwest, Great Basin, Rocky Mountains, Upper Midwest, Lakes/Mid-Atl., Northeast | Commercial (New), Commercial (Existing) | Heating (Equip.), Cooling (Equip.) | 2.9101 | 15.5495 | 20.2955 | 1079.0557 | 65.687 | 65.46 | 65.0961 | 64.5989 | 64.1331 | 63.7444 | 63.6524 | 63.6814 | 63.4585 | 63.3411 | 63.1272 | 62.8953 | 62.4811 | 61.8692 | 61.1599 | 60.5719 | 60.1106 | 59.8618 | 59.5958 | 59.3816 | 59.2279 | 58.9453 | 58.7437 | 58.5646 | 58.3722 | 58.2669
Min. Eff. Com. ASHP (RST) CC | Efficient uncompeted | Northwest, Great Basin, Rocky Mountains, Upper Midwest, Lakes/Mid-Atl., Northeast | Commercial (New), Commercial (Existing) | Heating (Equip.), Cooling (Equip.) | 2.9101 | 15.5495 | 20.2955 | 1079.0557 | 63.3923 | 61.0067 | 58.6128 | 56.1866 | 53.8801 | 51.7207 | 49.8948 | 48.2371 | 46.4627 | 44.8473 | 43.2193 | 41.6462 | 40.05 | 38.8309 | 38.0827 | 37.7347 | 37.5974 | 37.6085 | 37.6105 | 37.6505 | 37.7423 | 37.7553 | 37.8206 | 37.9103 | 37.9974 | 38.1492
Min. Eff. Com. ASHP (RST) CC | Baseline competed | Northwest, Great Basin, Rocky Mountains, Upper Midwest, Lakes/Mid-Atl., Northeast | Commercial (New), Commercial (Existing) | Heating (Equip.), Cooling (Equip.) | 2.9101 | 15.5495 | 20.2955 | 1079.0557 | 44.3038 | 44.0898 | 43.7586 | 43.3315 | 42.9123 | 39.0955 | 35.7868 | 32.8418 | 30.0618 | 27.5906 | 25.319 | 23.2615 | 21.3285 | 19.6451 | 18.1099 | 16.392 | 14.8786 | 13.5544 | 12.3419 | 11.2446 | 10.2514 | 9.3269 | 8.5021 | 7.7571 | 7.0805 | 6.4773
Min. Eff. Com. ASHP (RST) CC | Efficient competed | Northwest, Great Basin, Rocky Mountains, Upper Midwest, Lakes/Mid-Atl., Northeast | Commercial (New), Commercial (Existing) | Heating (Equip.), Cooling (Equip.) | 2.9101 | 15.5495 | 20.2955 | 1079.0557 | 42.0218 | 39.6612 | 37.3115 | 34.9662 | 32.7169 | 28.306 | 24.5517 | 21.2816 | 18.3396 | 15.7892 | 13.5251 | 11.5483 | 9.8033 | 8.5382 | 7.6778 | 6.9151 | 6.2998 | 5.7645 | 5.2726 | 4.8265 | 4.4227 | 4.0455 | 3.7077 | 3.4024 | 3.1246 | 2.8765
Min. Eff. Res. ASHP (FS) | Baseline uncompeted | California, Upper Midwest, Lower Midwest, Texas, Southwest, Southeast | Residential (New), Residential (Existing) | Heating (Equip.), Cooling (Equip.) | 999 | 999 | 270.2212 | 827.6059 | 587.8929 | 591.0886 | 593.7638 | 595.6262 | 596.4128 | 596.4178 | 596.6903 | 598.063 | 599.9009 | 602.2225 | 604.6384 | 607.7487 | 610.7462 | 613.2233 | 615.929 | 619.1002 | 622.5646 | 626.6817 | 630.7834 | 635.3367 | 640.3577 | 644.5124 | 649.4744 | 654.782 | 659.8012 | 665.2403
Min. Eff. Res. ASHP (FS) | Efficient uncompeted | California, Upper Midwest, Lower Midwest, Texas, Southwest, Southeast | Residential (New), Residential (Existing) | Heating (Equip.), Cooling (Equip.) | 999 | 999 | 270.2212 | 827.6059 | 586.0197 | 587.1624 | 587.576 | 586.9391 | 585.1602 | 582.7 | 580.9208 | 580.6934 | 580.5986 | 581.5122 | 582.3213 | 583.8404 | 584.8054 | 584.8469 | 584.995 | 585.9334 | 587.4271 | 590.1707 | 592.6611 | 595.7769 | 599.6203 | 602.2288 | 606.7718 | 612.2013 | 617.0582 | 622.5294
Min. Eff. Res. ASHP (FS) | Baseline competed | California, Upper Midwest, Lower Midwest, Texas, Southwest, Southeast | Residential (New), Residential (Existing) | Heating (Equip.), Cooling (Equip.) | 999 | 999 | 270.2212 | 827.6059 | 0.00038797 | 0.00039649 | 0.00041182 | 0.00043466 | 0.00046487 | 0.00043799 | 0.00041241 | 0.00038835 | 0.00036577 | 0.00034494 | 0.00032592 | 0.00030876 | 0.00029329 | 0.00027876 | 0.00026525 | 0.00025245 | 0.00024025 | 0.00022884 | 0.00021813 | 0.00020809 | 0.00019895 | 0.00018815 | 0.00017805 | 0.00016869 | 0.00015994 | 0.00015167
Min. Eff. Res. ASHP (FS) | Efficient competed | California, Upper Midwest, Lower Midwest, Texas, Southwest, Southeast | Residential (New), Residential (Existing) | Heating (Equip.), Cooling (Equip.) | 999 | 999 | 270.2212 | 827.6059 | 0.00038775 | 0.00039847 | 0.00041819 | 0.0004474 | 0.00048556 | 0.00044961 | 0.00041669 | 0.00038681 | 0.00035887 | 0.00033396 | 0.00031127 | 0.00029099 | 0.00027251 | 0.00025512 | 0.00023913 | 0.00022452 | 0.00021107 | 0.00019909 | 0.00018792 | 0.00017781 | 0.0001689 | 0.00015601 | 0.0001463 | 0.0001386 | 0.00013136 | 0.00012468
Min. Eff. Res. ASHP (FS) CC | Baseline uncompeted | Northwest, Great Basin, Rocky Mountains, Upper Midwest, Lakes/Mid-Atl., Northeast | Residential (New), Residential (Existing) | Heating (Equip.), Cooling (Equip.) | 999 | 999 | 265.9458 | 562.4935 | 908.2682 | 909.1367 | 907.9638 | 905.1695 | 900.5409 | 895.2159 | 889.767 | 884.5921 | 881.0642 | 877.3107 | 873.7804 | 870.9107 | 868.171 | 865.1281 | 862.4625 | 860.3647 | 858.5309 | 857.321 | 856.4923 | 856.2418 | 855.8601 | 855.0116 | 854.4408 | 854.2796 | 853.9375 | 853.5619
Min. Eff. Res. ASHP (FS) CC | Efficient uncompeted | Northwest, Great Basin, Rocky Mountains, Upper Midwest, Lakes/Mid-Atl., Northeast | Residential (New), Residential (Existing) | Heating (Equip.), Cooling (Equip.) | 999 | 999 | 265.9458 | 562.4935 | 906.4974 | 905.1164 | 901.1596 | 894.9799 | 886.7146 | 877.8622 | 869.7006 | 862.7453 | 856.6961 | 851.5224 | 846.0612 | 841.2356 | 835.5063 | 828.4956 | 821.5311 | 815.8134 | 810.8864 | 807.9017 | 804.7233 | 802.4482 | 800.5368 | 796.8407 | 795.0606 | 794.3933 | 793.1194 | 792.3099
Min. Eff. Res. ASHP (FS) CC | Baseline competed | Northwest, Great Basin, Rocky Mountains, Upper Midwest, Lakes/Mid-Atl., Northeast | Residential (New), Residential (Existing) | Heating (Equip.), Cooling (Equip.) | 999 | 999 | 265.9458 | 562.4935 | 2.015e-05 | 2.0613e-05 | 2.1378e-05 | 2.2433e-05 | 2.377e-05 | 2.2509e-05 | 2.1292e-05 | 2.0147e-05 | 1.9055e-05 | 1.8046e-05 | 1.7121e-05 | 1.628e-05 | 1.5519e-05 | 1.4802e-05 | 1.4131e-05 | 1.3491e-05 | 1.2879e-05 | 1.2306e-05 | 1.1763e-05 | 1.1256e-05 | 1.0768e-05 | 1.0241e-05 | 9.7406e-06 | 9.2771e-06 | 8.839e-06 | 8.4198e-06
Min. Eff. Res. ASHP (FS) CC | Efficient competed | Northwest, Great Basin, Rocky Mountains, Upper Midwest, Lakes/Mid-Atl., Northeast | Residential (New), Residential (Existing) | Heating (Equip.), Cooling (Equip.) | 999 | 999 | 265.9458 | 562.4935 | 2.0014e-05 | 2.0426e-05 | 2.121e-05 | 2.2331e-05 | 2.376e-05 | 2.2044e-05 | 2.0451e-05 | 1.9003e-05 | 1.7635e-05 | 1.6407e-05 | 1.5285e-05 | 1.4274e-05 | 1.3347e-05 | 1.2475e-05 | 1.1668e-05 | 1.0925e-05 | 1.0239e-05 | 9.6243e-06 | 9.0476e-06 | 8.5227e-06 | 8.0354e-06 | 7.4205e-06 | 6.9765e-06 | 6.6348e-06 | 6.3143e-06 | 6.0154e-06
Min. Eff. Res. ASHP (RST) | Baseline uncompeted | California, Upper Midwest, Lower Midwest, Texas, Southwest, Southeast | Residential (New), Residential (Existing) | Heating (Equip.), Cooling (Equip.) | -8.3182 | 32.2089 | 54.3962 | 3912.3628 | 280.906 | 281.2167 | 281.141 | 280.5253 | 279.589 | 278.3876 | 277.8381 | 278.3947 | 278.044 | 278.3153 | 278.619 | 279.1652 | 279.2066 | 278.5882 | 277.9731 | 277.9596 | 278.3158 | 279.407 | 280.352 | 281.4839 | 283.0401 | 284.2348 | 285.8633 | 287.572 | 288.9647 | 290.858
Min. Eff. Res. ASHP (RST) | Efficient uncompeted | California, Upper Midwest, Lower Midwest, Texas, Southwest, Southeast | Residential (New), Residential (Existing) | Heating (Equip.), Cooling (Equip.) | -8.3182 | 32.2089 | 54.3962 | 3912.3628 | 274.3636 | 268.3601 | 262.2222 | 255.8335 | 249.4438 | 243.1314 | 237.678 | 233.4122 | 228.6485 | 224.6755 | 220.9391 | 217.6384 | 214.1681 | 210.4401 | 206.9501 | 204.0574 | 201.5913 | 199.8458 | 198.3076 | 197.2802 | 197.172 | 198.0176 | 200.3492 | 202.9524 | 205.3029 | 207.9768
Min. Eff. Res. ASHP (RST) | Baseline competed | California, Upper Midwest, Lower Midwest, Texas, Southwest, Southeast | Residential (New), Residential (Existing) | Heating (Equip.), Cooling (Equip.) | -8.3182 | 32.2089 | 54.3962 | 3912.3628 | 67.2398 | 67.4481 | 67.6713 | 67.8558 | 68.0142 | 64.1119 | 60.6066 | 57.5437 | 54.4759 | 51.7173 | 49.1264 | 46.7195 | 44.3667 | 42.0483 | 39.8674 | 37.8781 | 36.0477 | 34.4136 | 32.8775 | 31.4642 | 30.1983 | 29.437 | 27.967 | 26.5924 | 25.2707 | 24.0654
Min. Eff. Res. ASHP (RST) | Efficient competed | California, Upper Midwest, Lower Midwest, Texas, Southwest, Southeast | Residential (New), Residential (Existing) | Heating (Equip.), Cooling (Equip.) | -8.3182 | 32.2089 | 54.3962 | 3912.3628 | 65.6738 | 64.3536 | 63.0899 | 61.8363 | 60.6165 | 56.105 | 52.0839 | 48.5705 | 45.1741 | 42.1502 | 39.3606 | 36.8164 | 34.4023 | 32.0999 | 29.9799 | 28.066 | 26.3272 | 24.79 | 23.3872 | 22.1389 | 21.0855 | 20.5635 | 19.6578 | 18.8279 | 18.0183 | 17.2755
Min. Eff. Res. ASHP (RST) CC | Baseline uncompeted | Northwest, Great Basin, Rocky Mountains, Upper Midwest, Lakes/Mid-Atl., Northeast | Residential (New), Residential (Existing) | Heating (Equip.), Cooling (Equip.) | -5.1354 | 23.4674 | 45.2263 | 2511.0211 | 158.263 | 157.929 | 157.0424 | 155.6111 | 154.1701 | 152.8266 | 151.9029 | 151.3495 | 150.4501 | 149.9558 | 149.4099 | 148.9429 | 148.1413 | 146.9558 | 145.6666 | 144.6913 | 143.9729 | 143.7541 | 143.5052 | 143.394 | 143.3897 | 143.1048 | 143.0266 | 143.0604 | 143.061 | 143.2663
Min. Eff. Res. ASHP (RST) CC | Efficient uncompeted | Northwest, Great Basin, Rocky Mountains, Upper Midwest, Lakes/Mid-Atl., Northeast | Residential (New), Residential (Existing) | Heating (Equip.), Cooling (Equip.) | -5.1354 | 23.4674 | 45.2263 | 2511.0211 | 154.0615 | 149.638 | 144.8262 | 139.6769 | 134.7027 | 129.9978 | 125.8194 | 122.0956 | 118.2517 | 114.8834 | 111.6118 | 108.5262 | 105.3342 | 102.0191 | 98.7743 | 95.882 | 93.282 | 91.1821 | 89.333 | 87.7607 | 86.7765 | 86.6573 | 87.3124 | 88.1482 | 88.9588 | 89.8992
Min. Eff. Res. ASHP (RST) CC | Baseline competed | Northwest, Great Basin, Rocky Mountains, Upper Midwest, Lakes/Mid-Atl., Northeast | Residential (New), Residential (Existing) | Heating (Equip.), Cooling (Equip.) | -5.1354 | 23.4674 | 45.2263 | 2511.0211 | 16.3321 | 16.319 | 16.268 | 16.1728 | 16.0858 | 15.4059 | 14.8027 | 14.2607 | 13.667 | 13.1335 | 12.619 | 12.129 | 11.632 | 11.1245 | 10.6281 | 10.128 | 9.6689 | 9.2663 | 8.8884 | 8.5384 | 8.2387 | 7.9878 | 7.6208 | 7.2783 | 6.9534 | 6.6555
Min. Eff. Res. ASHP (RST) CC | Efficient competed | Northwest, Great Basin, Rocky Mountains, Upper Midwest, Lakes/Mid-Atl., Northeast | Residential (New), Residential (Existing) | Heating (Equip.), Cooling (Equip.) | -5.1354 | 23.4674 | 45.2263 | 2511.0211 | 15.8985 | 15.4608 | 14.9984 | 14.5099 | 14.0451 | 13.1185 | 12.2914 | 11.5464 | 10.7824 | 10.0955 | 9.4495 | 8.8463 | 8.2628 | 7.6965 | 7.1612 | 6.6517 | 6.1902 | 5.7879 | 5.4275 | 5.1047 | 4.855 | 4.6929 | 4.507 | 4.339 | 4.1777 | 4.0297
Other Res. Heating | Baseline uncompeted | Northwest, Great Basin, California, Rocky Mountains, Upper Midwest, Lower Midwest, Lakes/Mid-Atl., Texas, Southwest, Southeast, Northeast | Residential (New), Residential (Existing) | Heating (Equip.) | 999 | 0 | 999 | 999 | 98.0092 | 97.1282 | 96.157 | 94.9994 | 93.8311 | 92.741 | 91.9179 | 91.3028 | 90.3441 | 89.6948 | 88.9568 | 88.2353 | 87.3115 | 86.1823 | 85.0295 | 84.0511 | 83.1993 | 82.5779 | 81.9056 | 81.3001 | 80.7527 | 80.0017 | 79.3405 | 78.7064 | 78.0266 | 77.4265
Other Res. Heating | Efficient uncompeted | Northwest, Great Basin, California, Rocky Mountains, Upper Midwest, Lower Midwest, Lakes/Mid-Atl., Texas, Southwest, Southeast, Northeast | Residential (New), Residential (Existing) | Heating (Equip.) | 999 | 0 | 999 | 999 | 98.0092 | 97.1282 | 96.157 | 94.9994 | 93.8311 | 92.741 | 91.9179 | 91.3028 | 90.3441 | 89.6948 | 88.9568 | 88.2353 | 87.3115 | 86.1823 | 85.0295 | 84.0511 | 83.1993 | 82.5779 | 81.9056 | 81.3001 | 80.7527 | 80.0017 | 79.3405 | 78.7064 | 78.0266 | 77.4265
Other Res. Heating | Baseline competed | Northwest, Great Basin, California, Rocky Mountains, Upper Midwest, Lower Midwest, Lakes/Mid-Atl., Texas, Southwest, Southeast, Northeast | Residential (New), Residential (Existing) | Heating (Equip.) | 999 | 0 | 999 | 999 | 98.0092 | 97.1282 | 96.157 | 94.9994 | 93.8311 | 92.741 | 91.9179 | 91.3028 | 90.3441 | 89.6948 | 88.9568 | 88.2353 | 87.3115 | 86.1823 | 85.0295 | 84.0511 | 83.1993 | 82.5779 | 81.9056 | 81.3001 | 80.7527 | 80.0017 | 79.3405 | 78.7064 | 78.0266 | 77.4265
Other Res. Heating | Efficient competed | Northwest, Great Basin, California, Rocky Mountains, Upper Midwest, Lower Midwest, Lakes/Mid-Atl., Texas, Southwest, Southeast, Northeast | Residential (New), Residential (Existing) | Heating (Equip.) | 999 | 0 | 999 | 999 | 98.0092 | 97.1282 | 96.157 | 94.9994 | 93.8311 | 92.741 | 91.9179 | 91.3028 | 90.3441 | 89.6948 | 88.9568 | 88.2353 | 87.3115 | 86.1823 | 85.0295 | 84.0511 | 83.1993 | 82.5779 | 81.9056 | 81.3001 | 80.7527 | 80.0017 | 79.3405 | 78.7064 | 78.0266 | 77.4265
Other Res. Heating (FS) | Baseline uncompeted | Northwest, Great Basin, California, Rocky Mountains, Upper Midwest, Lower Midwest, Lakes/Mid-Atl., Texas, Southwest, Southeast, Northeast | Residential (New), Residential (Existing) | Heating (Equip.) | 999 | 0 | 999 | 0 | 165.2101 | 160.2598 | 156.1931 | 152.6765 | 149.7724 | 147.0855 | 144.6524 | 142.1951 | 139.9837 | 137.6591 | 135.3596 | 133.062 | 130.9172 | 128.8522 | 126.8739 | 124.9503 | 123.231 | 121.5372 | 120.0104 | 118.492 | 117.1339 | 115.9919 | 114.8222 | 113.6 | 112.3841 | 111.1335
Other Res. Heating (FS) | Efficient uncompeted | Northwest, Great Basin, California, Rocky Mountains, Upper Midwest, Lower Midwest, Lakes/Mid-Atl., Texas, Southwest, Southeast, Northeast | Residential (New), Residential (Existing) | Heating (Equip.) | 999 | 0 | 999 | 0 | 184.0248 | 196.3167 | 208.216 | 219.4309 | 230.6241 | 241.3888 | 252.4584 | 263.455 | 273.7798 | 284.0791 | 293.6389 | 302.6398 | 310.8395 | 317.9042 | 324.2198 | 328.9025 | 329.644 | 325.7478 | 321.452 | 317.5482 | 314.2759 | 310.7597 | 307.4261 | 303.9806 | 300.1795 | 296.6311
Other Res. Heating (FS) | Baseline competed | Northwest, Great Basin, California, Rocky Mountains, Upper Midwest, Lower Midwest, Lakes/Mid-Atl., Texas, Southwest, Southeast, Northeast | Residential (New), Residential (Existing) | Heating (Equip.) | 999 | 0 | 999 | 0 | 0 | 0 | 0 | 0 | 0 | 0 | 0 | 0 | 0 | 0 | 0 | 0 | 0 | 0 | 0 | 0 | 0 | 0 | 0 | 0 | 0 | 0 | 0 | 0 | 0 | 0
Other Res. Heating (FS) | Efficient competed | Northwest, Great Basin, California, Rocky Mountains, Upper Midwest, Lower Midwest, Lakes/Mid-Atl., Texas, Southwest, Southeast, Northeast | Residential (New), Residential (Existing) | Heating (Equip.) | 999 | 0 | 999 | 0 | 0 | 0 | 0 | 0 | -2.9307e-13 | -2.9307e-13 | -2.9307e-13 | 0 | 0 | -2.9307e-13 | 0 | 2.9307e-13 | 2.9307e-13 | 0 | -2.9307e-13 | 2.9307e-13 | 2.9307e-13 | 0 | 0 | -2.9307e-13 | -2.9307e-13 | 0 | -2.9307e-13 | 2.9307e-13 | 0 | -2.9307e-13
Prosp. Com. ASHP (FS) + Env. + Ctls. | Baseline uncompeted | California, Upper Midwest, Lower Midwest, Texas, Southwest, Southeast | Commercial (New), Commercial (Existing) | Heating (Equip.), Cooling (Equip.), Ventilation | 20.3333 | 4.8172 | 5.2349 | 162.4706 | 327.3742 | 327.6178 | 326.6823 | 325.0341 | 323.0449 | 320.7683 | 319.2687 | 318.3003 | 316.1292 | 314.345 | 312.3823 | 310.5289 | 308.2463 | 305.391 | 302.679 | 300.1832 | 298.0161 | 296.3528 | 294.6731 | 293.21 | 291.9183 | 290.1034 | 288.7649 | 287.6591 | 286.4729 | 285.5041
Prosp. Com. ASHP (FS) + Env. + Ctls. | Efficient uncompeted | California, Upper Midwest, Lower Midwest, Texas, Southwest, Southeast | Commercial (New), Commercial (Existing) | Heating (Equip.), Cooling (Equip.), Ventilation | 20.3333 | 4.8172 | 5.2349 | 162.4706 | 327.3742 | 327.6178 | 326.6823 | 325.0341 | 323.0449 | 302.3141 | 283.3541 | 265.876 | 248.3239 | 232.0956 | 216.4928 | 201.6943 | 187.2302 | 173.0147 | 159.57 | 145.3374 | 133.0925 | 123.6851 | 115.204 | 107.2089 | 99.7 | 92.7514 | 86.8117 | 81.1201 | 76.1742 | 68.0612
Prosp. Com. ASHP (FS) + Env. + Ctls. | Baseline competed | California, Upper Midwest, Lower Midwest, Texas, Southwest, Southeast | Commercial (New), Commercial (Existing) | Heating (Equip.), Cooling (Equip.), Ventilation | 20.3333 | 4.8172 | 5.2349 | 162.4706 | 5.8614e-13 | 2.9307e-13 | -1.1723e-12 | -2.9307e-13 | 0 | 5.6934 | 11.0401 | 16.0408 | 20.5654 | 24.7603 | 28.5996 | 33.6589 | 38.2235 | 42.2807 | 45.9701 | 49.3681 | 51.8008 | 52.9122 | 53.5982 | 54.2951 | 55.0388 | 55.7068 | 56.4469 | 57.1718 | 58.0826 | 63.7591
Prosp. Com. ASHP (FS) + Env. + Ctls. | Efficient competed | California, Upper Midwest, Lower Midwest, Texas, Southwest, Southeast | Commercial (New), Commercial (Existing) | Heating (Equip.), Cooling (Equip.), Ventilation | 20.3333 | 4.8172 | 5.2349 | 162.4706 | 5.8614e-13 | 2.9307e-13 | -1.1723e-12 | -2.9307e-13 | 0 | 1.3138 | 2.488 | 3.5454 | 4.4691 | 5.2992 | 6.032 | 7.0089 | 7.8387 | 8.5486 | 9.1698 | 9.72 | 10.0645 | 10.1964 | 10.2622 | 10.3418 | 10.4275 | 10.5028 | 10.5927 | 10.6816 | 10.7855 | 11.3613
Prosp. Com. ASHP (FS) + Env. + Ctls. CC | Baseline uncompeted | Northwest, Great Basin, Rocky Mountains, Upper Midwest, Lakes/Mid-Atl., Northeast | Commercial (New), Commercial (Existing) | Heating (Equip.), Cooling (Equip.), Ventilation | 17.0143 | 5.6606 | 6.898 | 138.1344 | 350.8464 | 353.6391 | 355.0178 | 355.4513 | 354.5175 | 353.0503 | 351.8448 | 350.6221 | 348.5703 | 346.5196 | 344.2193 | 341.9751 | 339.364 | 336.1038 | 332.849 | 329.7471 | 326.8193 | 324.317 | 322.0342 | 320.168 | 318.1164 | 315.7678 | 313.7517 | 312.033 | 310.2085 | 308.2497
Prosp. Com. ASHP (FS) + Env. + Ctls. CC | Efficient uncompeted | Northwest, Great Basin, Rocky Mountains, Upper Midwest, Lakes/Mid-Atl., Northeast | Commercial (New), Commercial (Existing) | Heating (Equip.), Cooling (Equip.), Ventilation | 17.0143 | 5.6606 | 6.898 | 138.1344 | 350.8464 | 353.6391 | 355.0178 | 355.4513 | 354.5175 | 336.5626 | 319.5139 | 303.2395 | 286.892 | 271.3748 | 256.2104 | 241.6561 | 227.1882 | 212.6231 | 198.5327 | 182.734 | 168.0924 | 155.9937 | 145.7626 | 136.1313 | 126.8345 | 117.82 | 110.3415 | 103.1385 | 96.2665 | 87.4171
Prosp. Com. ASHP (FS) + Env. + Ctls. CC | Baseline competed | Northwest, Great Basin, Rocky Mountains, Upper Midwest, Lakes/Mid-Atl., Northeast | Commercial (New), Commercial (Existing) | Heating (Equip.), Cooling (Equip.), Ventilation | 17.0143 | 5.6606 | 6.898 | 138.1344 | 0 | 0 | -5.8614e-13 | -8.7921e-13 | 5.8614e-13 | 2.5341 | 4.9389 | 7.207 | 9.2856 | 11.2373 | 13.0405 | 14.7094 | 16.2286 | 17.5863 | 18.8057 | 19.9633 | 21.031 | 21.774 | 22.0807 | 22.4071 | 22.7623 | 23.0672 | 23.4019 | 23.7513 | 24.2005 | 26.0605
Prosp. Com. ASHP (FS) + Env. + Ctls. CC | Efficient competed | Northwest, Great Basin, Rocky Mountains, Upper Midwest, Lakes/Mid-Atl., Northeast | Commercial (New), Commercial (Existing) | Heating (Equip.), Cooling (Equip.), Ventilation | 17.0143 | 5.6606 | 6.898 | 138.1344 | 0 | 2.9307e-13 | -5.8614e-13 | -8.7921e-13 | 5.8614e-13 | 0.55043 | 1.0402 | 1.4758 | 1.8532 | 2.1843 | 2.474 | 2.7319 | 2.9514 | 3.1342 | 3.2821 | 3.4207 | 3.5351 | 3.5738 | 3.5839 | 3.6073 | 3.6309 | 3.6456 | 3.6771 | 3.7116 | 3.7484 | 3.8061
Prosp. Com. ASHP (LFL) + Env. + Ctls. | Baseline uncompeted | California, Upper Midwest, Lower Midwest, Texas, Southwest, Southeast | Commercial (New), Commercial (Existing) | Heating (Equip.), Cooling (Equip.), Ventilation | 999 | 0 | -2.8915 | -222.6221 | 33.7043 | 33.2747 | 32.7584 | 32.1894 | 31.6326 | 31.0529 | 30.6082 | 30.2631 | 29.7712 | 29.3512 | 28.9199 | 28.4897 | 27.9929 | 27.4337 | 26.8936 | 26.4111 | 25.9777 | 25.6276 | 25.2473 | 24.8943 | 24.5652 | 24.1884 | 23.8512 | 23.5284 | 23.189 | 22.8705
Prosp. Com. ASHP (LFL) + Env. + Ctls. | Efficient uncompeted | California, Upper Midwest, Lower Midwest, Texas, Southwest, Southeast | Commercial (New), Commercial (Existing) | Heating (Equip.), Cooling (Equip.), Ventilation | 999 | 0 | -2.8915 | -222.6221 | 33.7043 | 33.2747 | 32.7584 | 32.1894 | 31.6326 | 29.3722 | 27.3703 | 25.574 | 23.7668 | 22.1274 | 20.5736 | 19.1077 | 17.6813 | 16.3027 | 15.0203 | 13.8565 | 13.0314 | 12.3242 | 11.65 | 11.0279 | 10.356 | 9.2891 | 8.4073 | 7.859 | 7.4223 | 7.011
Prosp. Com. ASHP (LFL) + Env. + Ctls. | Baseline competed | California, Upper Midwest, Lower Midwest, Texas, Southwest, Southeast | Commercial (New), Commercial (Existing) | Heating (Equip.), Cooling (Equip.), Ventilation | 999 | 0 | -2.8915 | -222.6221 | 0 | 0 | 0 | 0 | 0 | 1.247 | 2.3884 | 3.4276 | 4.3432 | 5.1673 | 5.9 | 6.5492 | 7.1079 | 7.5797 | 7.9911 | 8.2547 | 8.3003 | 8.3338 | 8.339 | 8.3498 | 8.4471 | 8.9081 | 9.3121 | 9.6644 | 9.9653 | 10.2296
Prosp. Com. ASHP (LFL) + Env. + Ctls. | Efficient competed | California, Upper Midwest, Lower Midwest, Texas, Southwest, Southeast | Commercial (New), Commercial (Existing) | Heating (Equip.), Cooling (Equip.), Ventilation | 999 | 0 | -2.8915 | -222.6221 | 0 | 0 | 0 | 0 | 0 | 0.36925 | 0.69101 | 0.97073 | 1.2062 | 1.4091 | 1.5813 | 1.7259 | 1.8426 | 1.9333 | 2.0066 | 2.0388 | 2.0235 | 2.0067 | 1.9806 | 1.9508 | 1.9391 | 1.9721 | 1.9975 | 2.0135 | 2.0066 | 1.9983
Prosp. Com. ASHP (LFL) + Env. + Ctls. CC | Baseline uncompeted | Northwest, Great Basin, Rocky Mountains, Upper Midwest, Lakes/Mid-Atl., Northeast | Commercial (New), Commercial (Existing) | Heating (Equip.), Cooling (Equip.), Ventilation | 999 | 0 | -9.2236 | -506.7823 | 21.1258 | 20.7443 | 20.3205 | 19.8694 | 19.4377 | 19.0272 | 18.7062 | 18.4244 | 18.1034 | 17.8231 | 17.5289 | 17.2384 | 16.9 | 16.5216 | 16.1294 | 15.7792 | 15.4721 | 15.2279 | 14.9727 | 14.7422 | 14.5315 | 14.2886 | 14.0675 | 13.8555 | 13.6493 | 13.4557
Prosp. Com. ASHP (LFL) + Env. + Ctls. CC | Efficient uncompeted | Northwest, Great Basin, Rocky Mountains, Upper Midwest, Lakes/Mid-Atl., Northeast | Commercial (New), Commercial (Existing) | Heating (Equip.), Cooling (Equip.), Ventilation | 999 | 0 | -9.2236 | -506.7823 | 21.1258 | 20.7443 | 20.3205 | 19.8694 | 19.4377 | 18.3556 | 17.4078 | 16.5408 | 15.6812 | 14.8972 | 14.1373 | 13.4148 | 12.6897 | 11.9688 | 11.2735 | 10.5886 | 10.0369 | 9.6143 | 9.2219 | 8.8654 | 8.4272 | 7.879 | 7.4165 | 7.0754 | 6.8189 | 6.6071
Prosp. Com. ASHP (LFL) + Env. + Ctls. CC | Baseline competed | Northwest, Great Basin, Rocky Mountains, Upper Midwest, Lakes/Mid-Atl., Northeast | Commercial (New), Commercial (Existing) | Heating (Equip.), Cooling (Equip.), Ventilation | 999 | 0 | -9.2236 | -506.7823 | 0 | 0 | 0 | 0 | 0 | 0.61476 | 1.175 | 1.6805 | 2.1329 | 2.541 | 2.9025 | 3.2226 | 3.4944 | 3.7225 | 3.9115 | 4.0591 | 4.1338 | 4.1591 | 4.1565 | 4.1538 | 4.2548 | 4.4427 | 4.6058 | 4.7489 | 4.8745 | 4.9833
Prosp. Com. ASHP (LFL) + Env. + Ctls. CC | Efficient competed | Northwest, Great Basin, Rocky Mountains, Upper Midwest, Lakes/Mid-Atl., Northeast | Commercial (New), Commercial (Existing) | Heating (Equip.), Cooling (Equip.), Ventilation | 999 | 0 | -9.2236 | -506.7823 | 0 | 0 | 0 | 0 | 0 | 0.22804 | 0.42975 | 0.60667 | 0.76077 | 0.89604 | 1.0127 | 1.1126 | 1.1943 | 1.2598 | 1.3108 | 1.3444 | 1.3542 | 1.3495 | 1.3359 | 1.3224 | 1.3319 | 1.3567 | 1.376 | 1.3898 | 1.3985 | 1.3992
Prosp. Com. ASHP (RST) + Env. + Ctls. | Baseline uncompeted | California, Upper Midwest, Lower Midwest, Texas, Southwest, Southeast | Commercial (New), Commercial (Existing) | Heating (Equip.), Cooling (Equip.), Ventilation | 83.1041 | 1.2033 | 1.3984 | 107.0042 | 152.152 | 151.5818 | 150.5828 | 149.3403 | 148.084 | 146.7712 | 146.0636 | 145.8125 | 144.7675 | 144.0647 | 143.2349 | 142.4151 | 141.2202 | 139.6648 | 138.1289 | 136.8257 | 135.7952 | 135.1173 | 134.3293 | 133.6297 | 133.0921 | 132.4121 | 131.9704 | 131.5702 | 131.0375 | 130.7023
Prosp. Com. ASHP (RST) + Env. + Ctls. | Efficient uncompeted | California, Upper Midwest, Lower Midwest, Texas, Southwest, Southeast | Commercial (New), Commercial (Existing) | Heating (Equip.), Cooling (Equip.), Ventilation | 83.1041 | 1.2033 | 1.3984 | 107.0042 | 152.152 | 151.5818 | 150.5828 | 149.3403 | 148.084 | 134.1355 | 121.9011 | 111.0198 | 100.4162 | 90.8759 | 81.9354 | 73.6477 | 65.7506 | 58.8421 | 52.9084 | 45.1444 | 38.1098 | 31.7603 | 26.4821 | 24.2507 | 23.6361 | 23.0708 | 22.6242 | 22.1991 | 21.7776 | 21.1641
Prosp. Com. ASHP (RST) + Env. + Ctls. | Baseline competed | California, Upper Midwest, Lower Midwest, Texas, Southwest, Southeast | Commercial (New), Commercial (Existing) | Heating (Equip.), Cooling (Equip.), Ventilation | 83.1041 | 1.2033 | 1.3984 | 107.0042 | -2.9307e-13 | 0 | 2.9307e-13 | 0 | -2.9307e-13 | 4.4089 | 8.4473 | 12.1346 | 15.388 | 18.3353 | 20.9521 | 21.7056 | 22.2957 | 22.6632 | 22.8361 | 23.1476 | 23.4434 | 23.7249 | 23.936 | 24.0961 | 24.2261 | 24.2778 | 24.3268 | 24.3375 | 24.29 | 24.2462
Prosp. Com. ASHP (RST) + Env. + Ctls. | Efficient competed | California, Upper Midwest, Lower Midwest, Texas, Southwest, Southeast | Commercial (New), Commercial (Existing) | Heating (Equip.), Cooling (Equip.), Ventilation | 83.1041 | 1.2033 | 1.3984 | 107.0042 | -2.9307e-13 | 0 | 2.9307e-13 | 0 | -2.9307e-13 | 0.75662 | 1.4121 | 1.985 | 2.4711 | 2.8968 | 3.2605 | 3.2481 | 3.2302 | 3.2072 | 3.1677 | 3.0718 | 3.0115 | 2.9514 | 2.8846 | 2.812 | 2.7426 | 2.6699 | 2.6041 | 2.5372 | 2.4588 | 2.383
Prosp. Com. ASHP (RST) + Env. + Ctls. CC | Baseline uncompeted | Northwest, Great Basin, Rocky Mountains, Upper Midwest, Lakes/Mid-Atl., Northeast | Commercial (New), Commercial (Existing) | Heating (Equip.), Cooling (Equip.), Ventilation | 78.7643 | 1.2696 | 1.7668 | 94.6961 | 94.6384 | 93.7721 | 92.7279 | 91.5213 | 90.38 | 89.3495 | 88.7416 | 88.3129 | 87.5519 | 86.959 | 86.2513 | 85.5432 | 84.6066 | 83.4192 | 82.1232 | 81.0083 | 80.0827 | 79.4473 | 78.7978 | 78.2362 | 77.7643 | 77.1316 | 76.6195 | 76.1409 | 75.6614 | 75.2984
Prosp. Com. ASHP (RST) + Env. + Ctls. CC | Efficient uncompeted | Northwest, Great Basin, Rocky Mountains, Upper Midwest, Lakes/Mid-Atl., Northeast | Commercial (New), Commercial (Existing) | Heating (Equip.), Cooling (Equip.), Ventilation | 78.7643 | 1.2696 | 1.7668 | 94.6961 | 94.6384 | 93.7721 | 92.7279 | 91.5213 | 90.38 | 82.2568 | 75.125 | 68.6663 | 62.4308 | 56.761 | 51.4077 | 46.4302 | 41.6798 | 37.3144 | 33.3066 | 28.6827 | 24.5752 | 20.9192 | 18.1179 | 17.0643 | 16.6394 | 16.223 | 15.8928 | 15.5735 | 15.2648 | 14.8634
Prosp. Com. ASHP (RST) + Env. + Ctls. CC | Baseline competed | Northwest, Great Basin, Rocky Mountains, Upper Midwest, Lakes/Mid-Atl., Northeast | Commercial (New), Commercial (Existing) | Heating (Equip.), Cooling (Equip.), Ventilation | 78.7643 | 1.2696 | 1.7668 | 94.6961 | 2.9307e-13 | -2.9307e-13 | -2.9307e-13 | 0 | 0 | 2.8569 | 5.4552 | 7.8004 | 9.8705 | 11.7211 | 13.34 | 14.7708 | 15.9759 | 16.8499 | 17.5575 | 18.4591 | 19.2538 | 19.9878 | 20.6156 | 21.1647 | 21.6394 | 21.9859 | 22.2877 | 22.5207 | 22.6813 | 22.8121
Prosp. Com. ASHP (RST) + Env. + Ctls. CC | Efficient competed | Northwest, Great Basin, Rocky Mountains, Upper Midwest, Lakes/Mid-Atl., Northeast | Commercial (New), Commercial (Existing) | Heating (Equip.), Cooling (Equip.), Ventilation | 78.7643 | 1.2696 | 1.7668 | 94.6961 | 2.9307e-13 | -2.9307e-13 | -2.9307e-13 | 0 | 0 | 0.36653 | 0.68917 | 0.97184 | 1.2144 | 1.4254 | 1.6045 | 1.7582 | 1.8827 | 1.965 | 2.026 | 2.1003 | 2.1592 | 2.2083 | 2.2429 | 2.2669 | 2.2812 | 2.2811 | 2.277 | 2.2664 | 2.2493 | 2.2284
Prosp. Com. Chillers + Env. + Ctls. | Baseline uncompeted | Northwest, Great Basin, California, Rocky Mountains, Upper Midwest, Lower Midwest, Lakes/Mid-Atl., Texas, Southwest, Southeast, Northeast | Commercial (New), Commercial (Existing) | Cooling (Equip.), Ventilation | 19.5853 | 4.9631 | 5.9927 | 382.0123 | 206.3338 | 208.7597 | 210.8832 | 212.9502 | 215.2506 | 217.5347 | 220.7865 | 224.7817 | 227.512 | 230.6795 | 233.5677 | 236.4251 | 238.6531 | 240.1752 | 241.5649 | 243.0372 | 244.9639 | 247.6201 | 250.1448 | 252.9916 | 256.2283 | 259.2757 | 262.8778 | 266.6851 | 270.378 | 274.6121
Prosp. Com. Chillers + Env. + Ctls. | Efficient uncompeted | Northwest, Great Basin, California, Rocky Mountains, Upper Midwest, Lower Midwest, Lakes/Mid-Atl., Texas, Southwest, Southeast, Northeast | Commercial (New), Commercial (Existing) | Cooling (Equip.), Ventilation | 19.5853 | 4.9631 | 5.9927 | 382.0123 | 206.3338 | 208.7597 | 210.8832 | 212.9502 | 215.2506 | 203.7496 | 193.5957 | 184.4499 | 174.6536 | 165.6663 | 156.8353 | 148.325 | 139.7699 | 131.1816 | 122.9608 | 115.7457 | 109.5846 | 104.1731 | 99.6252 | 94.8501 | 88.1416 | 82.3578 | 78.3551 | 75.3687 | 73.323 | 70.2861
Prosp. Com. Chillers + Env. + Ctls. | Baseline competed | Northwest, Great Basin, California, Rocky Mountains, Upper Midwest, Lower Midwest, Lakes/Mid-Atl., Texas, Southwest, Southeast, Northeast | Commercial (New), Commercial (Existing) | Cooling (Equip.), Ventilation | 19.5853 | 4.9631 | 5.9927 | 382.0123 | 0 | 0 | -2.9307e-13 | 0 | 2.9307e-13 | 4.411 | 8.6827 | 12.8131 | 16.678 | 20.3841 | 23.8887 | 27.2249 | 30.333 | 33.1913 | 35.8764 | 36.0874 | 36.363 | 36.7487 | 37.1162 | 37.4592 | 37.6753 | 37.892 | 38.2067 | 38.5555 | 38.8757 | 39.256
Prosp. Com. Chillers + Env. + Ctls. | Efficient competed | Northwest, Great Basin, California, Rocky Mountains, Upper Midwest, Lower Midwest, Lakes/Mid-Atl., Texas, Southwest, Southeast, Northeast | Commercial (New), Commercial (Existing) | Cooling (Equip.), Ventilation | 19.5853 | 4.9631 | 5.9927 | 382.0123 | 0 | 0 | -2.9307e-13 | 0 | 2.9307e-13 | 1.8601 | 3.5646 | 5.1436 | 6.5655 | 7.8778 | 9.0696 | 10.1666 | 11.1423 | 11.9953 | 12.754 | 12.6749 | 12.6789 | 12.6532 | 12.6685 | 12.6127 | 12.337 | 12.2426 | 12.2038 | 12.1786 | 12.2029 | 11.9716
Prosp. Com. N-Elec. Env. | Baseline uncompeted | Northwest, Great Basin, California, Rocky Mountains, Upper Midwest, Lower Midwest, Lakes/Mid-Atl., Texas, Southwest, Southeast, Northeast | Commercial (New), Commercial (Existing) | Heating (Equip.) | 24.1657 | 4.0835 | 4.6709 | 85.4702 | 563.8189 | 571.6377 | 576.4802 | 579.4587 | 579.7372 | 578.8036 | 577.6393 | 575.9673 | 573.2115 | 569.9905 | 566.4267 | 563.0065 | 559.3139 | 554.7538 | 550.4241 | 545.8954 | 541.2879 | 536.8931 | 533.0002 | 529.6294 | 525.7106 | 521.0376 | 516.8619 | 513.2604 | 509.5946 | 505.453
Prosp. Com. N-Elec. Env. | Efficient uncompeted | Northwest, Great Basin, California, Rocky Mountains, Upper Midwest, Lower Midwest, Lakes/Mid-Atl., Texas, Southwest, Southeast, Northeast | Commercial (New), Commercial (Existing) | Heating (Equip.) | 24.1657 | 4.0835 | 4.6709 | 85.4702 | 563.8189 | 571.6377 | 576.4802 | 579.4587 | 579.7372 | 565.71 | 551.7375 | 537.7432 | 523.3017 | 508.9938 | 494.9074 | 481.4414 | 468.1753 | 454.6084 | 441.6334 | 420.9119 | 400.8457 | 381.5854 | 363.2468 | 345.7684 | 328.4117 | 312.3383 | 300.1867 | 288.622 | 277.4265 | 258.7343
Prosp. Com. N-Elec. Env. | Baseline competed | Northwest, Great Basin, California, Rocky Mountains, Upper Midwest, Lower Midwest, Lakes/Mid-Atl., Texas, Southwest, Southeast, Northeast | Commercial (New), Commercial (Existing) | Heating (Equip.) | 24.1657 | 4.0835 | 4.6709 | 85.4702 | 2.9307e-13 | -1.7584e-12 | -2.9307e-13 | 8.7921e-13 | -5.8614e-13 | -2.9307e-13 | 5.8614e-13 | -2.9307e-13 | -1.4654e-12 | 2.9307e-13 | 1.7584e-12 | -1.7584e-12 | 2.9307e-13 | 1.7584e-12 | 8.7921e-13 | 0.38247 | 0.72911 | 1.028 | 1.2793 | 1.4726 | 1.5764 | 2.4232 | 3.4651 | 6.2388 | 8.851 | 11.8938
Prosp. Com. N-Elec. Env. | Efficient competed | Northwest, Great Basin, California, Rocky Mountains, Upper Midwest, Lower Midwest, Lakes/Mid-Atl., Texas, Southwest, Southeast, Northeast | Commercial (New), Commercial (Existing) | Heating (Equip.) | 24.1657 | 4.0835 | 4.6709 | 85.4702 | 2.9307e-13 | -1.4654e-12 | -2.9307e-13 | 8.7921e-13 | -8.7921e-13 | 2.9307e-13 | 0 | -2.9307e-13 | 2.9307e-13 | -5.8614e-13 | -2.9307e-13 | -2.9307e-13 | 1.1723e-12 | -1.4654e-12 | 0 | 0.29356 | 0.53822 | 0.73047 | 0.87777 | 0.9826 | 1.0423 | 1.4677 | 1.9756 | 3.3509 | 4.6517 | 5.9526
Prosp. Com. N-Elec. Env. + Ctls. | Baseline uncompeted | Northwest, Great Basin, California, Rocky Mountains, Upper Midwest, Lower Midwest, Lakes/Mid-Atl., Texas, Southwest, Southeast, Northeast | Commercial (New), Commercial (Existing) | Heating (Equip.), Cooling (Equip.), Ventilation | 9.5196 | 8.0527 | 10.4507 | 199.5968 | 733.2264 | 737.7732 | 738.9268 | 737.9974 | 734.4949 | 729.8455 | 725.6565 | 721.3789 | 715.4565 | 709.4402 | 703.0115 | 696.8126 | 690.0633 | 682.1583 | 674.5148 | 667.0092 | 659.7679 | 653.161 | 647.0549 | 641.6248 | 635.7949 | 629.0385 | 622.9986 | 617.6302 | 612.2224 | 606.5242
Prosp. Com. N-Elec. Env. + Ctls. | Efficient uncompeted | Northwest, Great Basin, California, Rocky Mountains, Upper Midwest, Lower Midwest, Lakes/Mid-Atl., Texas, Southwest, Southeast, Northeast | Commercial (New), Commercial (Existing) | Heating (Equip.), Cooling (Equip.), Ventilation | 9.5196 | 8.0527 | 10.4507 | 199.5968 | 733.2264 | 737.7732 | 738.9268 | 737.9974 | 734.4949 | 708.8096 | 684.326 | 660.6838 | 636.5236 | 613.2579 | 590.5229 | 568.8045 | 547.3588 | 525.7122 | 504.9679 | 477.8292 | 452.2315 | 429.2849 | 408.8268 | 389.3941 | 370.3403 | 352.4912 | 338.274 | 324.7235 | 311.3773 | 289.6858
Prosp. Com. N-Elec. Env. + Ctls. | Baseline competed | Northwest, Great Basin, California, Rocky Mountains, Upper Midwest, Lower Midwest, Lakes/Mid-Atl., Texas, Southwest, Southeast, Northeast | Commercial (New), Commercial (Existing) | Heating (Equip.), Cooling (Equip.), Ventilation | 9.5196 | 8.0527 | 10.4507 | 199.5968 | 1.0322 | 1.0738 | 1.1157 | 1.1517 | 1.1862 | 1.2901 | 1.3875 | 1.4785 | 1.5607 | 1.6345 | 1.7009 | 1.7646 | 1.8234 | 1.8747 | 1.9244 | 1.9757 | 2.0182 | 2.0466 | 2.0769 | 2.1065 | 2.1351 | 2.1641 | 2.1967 | 2.2311 | 2.2681 | 2.3804
Prosp. Com. N-Elec. Env. + Ctls. | Efficient competed | Northwest, Great Basin, California, Rocky Mountains, Upper Midwest, Lower Midwest, Lakes/Mid-Atl., Texas, Southwest, Southeast, Northeast | Commercial (New), Commercial (Existing) | Heating (Equip.), Cooling (Equip.), Ventilation | 9.5196 | 8.0527 | 10.4507 | 199.5968 | 1.0322 | 1.0738 | 1.1157 | 1.1517 | 1.1862 | 1.197 | 1.1999 | 1.1973 | 1.1881 | 1.1738 | 1.1548 | 1.1343 | 1.1112 | 1.0839 | 1.0562 | 1.031 | 1.002 | 0.97108 | 0.94611 | 0.91964 | 0.89265 | 0.86996 | 0.86744 | 0.86564 | 0.86451 | 0.83836
Prosp. Res. ASHP (FS) + Env. + Ctls. | Baseline uncompeted | California, Upper Midwest, Lower Midwest, Texas, Southwest, Southeast | Residential (New), Residential (Existing) | Heating (Equip.), Cooling (Equip.) | 21.8826 | 4.335 | 7.6422 | 202.6708 | 587.8929 | 591.0886 | 593.7638 | 595.6262 | 596.4128 | 596.4178 | 596.6903 | 598.063 | 599.9009 | 602.2225 | 604.6384 | 607.7487 | 610.7462 | 613.2233 | 615.929 | 619.1002 | 622.5646 | 626.6817 | 630.7834 | 635.3367 | 640.3577 | 644.5124 | 649.4744 | 654.782 | 659.8012 | 665.2403
Prosp. Res. ASHP (FS) + Env. + Ctls. | Efficient uncompeted | California, Upper Midwest, Lower Midwest, Texas, Southwest, Southeast | Residential (New), Residential (Existing) | Heating (Equip.), Cooling (Equip.) | 21.8826 | 4.335 | 7.6422 | 202.6708 | 587.8929 | 591.0886 | 593.7638 | 595.6262 | 596.4128 | 570.8124 | 546.663 | 524.5374 | 503.5433 | 483.8683 | 464.718 | 446.4832 | 428.2848 | 409.8538 | 391.8474 | 371.8805 | 352.977 | 335.6072 | 318.6331 | 302.6131 | 287.7913 | 269.3033 | 251.8052 | 234.9657 | 218.1124 | 202.0521
Prosp. Res. ASHP (FS) + Env. + Ctls. | Baseline competed | California, Upper Midwest, Lower Midwest, Texas, Southwest, Southeast | Residential (New), Residential (Existing) | Heating (Equip.), Cooling (Equip.) | 21.8826 | 4.335 | 7.6422 | 202.6708 | -2.9307e-13 | -2.9307e-13 | -2.9307e-13 | -8.7921e-13 | 0 | 4.9156 | 9.2397 | 13.0791 | 13.0954 | 13.0903 | 13.0842 | 13.081 | 13.0792 | 13.0637 | 13.0501 | 14.8552 | 16.5129 | 18.0273 | 19.407 | 20.6571 | 21.7798 | 22.9296 | 23.963 | 24.9085 | 25.6889 | 26.3467
Prosp. Res. ASHP (FS) + Env. + Ctls. | Efficient competed | California, Upper Midwest, Lower Midwest, Texas, Southwest, Southeast | Residential (New), Residential (Existing) | Heating (Equip.), Cooling (Equip.) | 21.8826 | 4.335 | 7.6422 | 202.6708 | -2.9307e-13 | -2.9307e-13 | -2.9307e-13 | -8.7921e-13 | 0 | 3.8124 | 7.0801 | 9.9631 | 10.0757 | 10.1986 | 10.3003 | 10.3991 | 10.48 | 10.5363 | 10.588 | 10.9688 | 11.3137 | 11.621 | 11.8806 | 12.1055 | 12.2991 | 12.2412 | 12.2763 | 12.305 | 12.305 | 12.295
Prosp. Res. ASHP (FS) + Env. + Ctls. CC | Baseline uncompeted | Northwest, Great Basin, Rocky Mountains, Upper Midwest, Lakes/Mid-Atl., Northeast | Residential (New), Residential (Existing) | Heating (Equip.), Cooling (Equip.) | 16.4583 | 5.4579 | 10.1915 | 181.506 | 908.2682 | 909.1367 | 907.9638 | 905.1695 | 900.5409 | 895.2159 | 889.767 | 884.5921 | 881.0642 | 877.3107 | 873.7804 | 870.9107 | 868.171 | 865.1281 | 862.4625 | 860.3647 | 858.5309 | 857.321 | 856.4923 | 856.2418 | 855.8601 | 855.0116 | 854.4408 | 854.2796 | 853.9375 | 853.5619
Prosp. Res. ASHP (FS) + Env. + Ctls. CC | Efficient uncompeted | Northwest, Great Basin, Rocky Mountains, Upper Midwest, Lakes/Mid-Atl., Northeast | Residential (New), Residential (Existing) | Heating (Equip.), Cooling (Equip.) | 16.4583 | 5.4579 | 10.1915 | 181.506 | 908.2682 | 909.1367 | 907.9638 | 905.1695 | 900.5409 | 872.7742 | 845.8555 | 820.5312 | 797.1577 | 775.0183 | 753.3393 | 732.7511 | 711.856 | 690.2214 | 668.9902 | 643.4285 | 619.3051 | 597.6009 | 576.3281 | 556.5547 | 537.7312 | 516.1786 | 495.9661 | 476.5865 | 455.8225 | 435.177
Prosp. Res. ASHP (FS) + Env. + Ctls. CC | Baseline competed | Northwest, Great Basin, Rocky Mountains, Upper Midwest, Lakes/Mid-Atl., Northeast | Residential (New), Residential (Existing) | Heating (Equip.), Cooling (Equip.) | 16.4583 | 5.4579 | 10.1915 | 181.506 | 1.1723e-12 | -5.8614e-13 | 0 | -5.8614e-13 | -1.1723e-12 | 0.15057 | 0.28842 | 0.4084 | 0.39246 | 0.37731 | 0.36355 | 0.35103 | 0.33976 | 0.32919 | 0.31924 | 0.6599 | 0.98232 | 1.2903 | 1.5802 | 1.8518 | 2.1116 | 2.3876 | 2.6412 | 2.8767 | 3.0833 | 3.2587
Prosp. Res. ASHP (FS) + Env. + Ctls. CC | Efficient competed | Northwest, Great Basin, Rocky Mountains, Upper Midwest, Lakes/Mid-Atl., Northeast | Residential (New), Residential (Existing) | Heating (Equip.), Cooling (Equip.) | 16.4583 | 5.4579 | 10.1915 | 181.506 | 1.4654e-12 | -5.8614e-13 | 0 | -5.8614e-13 | -1.1723e-12 | 0.15004 | 0.27951 | 0.39071 | 0.3747 | 0.36285 | 0.35188 | 0.34222 | 0.33308 | 0.32411 | 0.31584 | 0.43033 | 0.53196 | 0.62433 | 0.70565 | 0.77808 | 0.84311 | 0.89098 | 0.94346 | 0.98866 | 1.0246 | 1.0528
Prosp. Res. ASHP (LFL) + Env. + Ctls. | Baseline uncompeted | California, Upper Midwest, Lower Midwest, Texas, Southwest, Southeast | Residential (New), Residential (Existing) | Heating (Equip.), Cooling (Equip.) | 43.3345 | 2.2972 | 3.9064 | 273.6402 | 264.4593 | 266.3655 | 268.1864 | 269.6393 | 270.9981 | 272.2486 | 274.1485 | 276.9623 | 278.727 | 281.2799 | 284.1512 | 287.4073 | 290.2245 | 292.2229 | 294.3361 | 297.2232 | 300.6322 | 304.9232 | 308.9919 | 313.3548 | 317.9557 | 322.1856 | 326.9265 | 331.9216 | 336.6152 | 341.7575
Prosp. Res. ASHP (LFL) + Env. + Ctls. | Efficient uncompeted | California, Upper Midwest, Lower Midwest, Texas, Southwest, Southeast | Residential (New), Residential (Existing) | Heating (Equip.), Cooling (Equip.) | 43.3345 | 2.2972 | 3.9064 | 273.6402 | 264.4593 | 266.3655 | 268.1864 | 269.6393 | 270.9981 | 251.3465 | 233.315 | 216.7336 | 200.0289 | 184.4881 | 169.6723 | 155.4567 | 141.4136 | 127.4652 | 114.0444 | 98.4806 | 83.6107 | 69.4164 | 55.5196 | 42.5495 | 35.1189 | 34.0235 | 33.4327 | 33.0446 | 32.8853 | 32.798
Prosp. Res. ASHP (LFL) + Env. + Ctls. | Baseline competed | California, Upper Midwest, Lower Midwest, Texas, Southwest, Southeast | Residential (New), Residential (Existing) | Heating (Equip.), Cooling (Equip.) | 43.3345 | 2.2972 | 3.9064 | 273.6402 | 0 | -2.9307e-13 | 0 | 0 | 0 | 19.7021 | 38.1003 | 55.5006 | 71.5876 | 86.855 | 101.352 | 115.2449 | 128.2579 | 140.177 | 151.4176 | 163.7509 | 175.7055 | 187.5937 | 198.8457 | 209.8215 | 220.5291 | 230.5775 | 240.6264 | 250.5264 | 259.8783 | 269.288
Prosp. Res. ASHP (LFL) + Env. + Ctls. | Efficient competed | California, Upper Midwest, Lower Midwest, Texas, Southwest, Southeast | Residential (New), Residential (Existing) | Heating (Equip.), Cooling (Equip.) | 43.3345 | 2.2972 | 3.9064 | 273.6402 | 0 | -2.9307e-13 | 0 | 0 | 0 | 5.4427 | 10.4194 | 15.0326 | 19.2156 | 23.1131 | 26.7458 | 30.1622 | 33.2981 | 36.1044 | 38.6948 | 41.4275 | 44.017 | 46.5493 | 48.8867 | 51.1237 | 53.2685 | 55.2332 | 57.1831 | 59.0836 | 60.8464 | 62.6144
Prosp. Res. ASHP (LFL) + Env. + Ctls. CC | Baseline uncompeted | Northwest, Great Basin, Rocky Mountains, Upper Midwest, Lakes/Mid-Atl., Northeast | Residential (New), Residential (Existing) | Heating (Equip.), Cooling (Equip.) | 21.3088 | 4.434 | 9.8806 | 514.2744 | 74.2007 | 73.9715 | 73.5549 | 72.9516 | 72.3724 | 71.8323 | 71.4932 | 71.3578 | 71.0046 | 70.8514 | 70.7731 | 70.7626 | 70.6682 | 70.3404 | 69.9942 | 69.8375 | 69.8126 | 70.0601 | 70.2804 | 70.5922 | 70.9586 | 71.1743 | 71.5208 | 71.9281 | 72.3622 | 72.8818
Prosp. Res. ASHP (LFL) + Env. + Ctls. CC | Efficient uncompeted | Northwest, Great Basin, Rocky Mountains, Upper Midwest, Lakes/Mid-Atl., Northeast | Residential (New), Residential (Existing) | Heating (Equip.), Cooling (Equip.) | 21.3088 | 4.434 | 9.8806 | 514.2744 | 74.2007 | 73.9715 | 73.5549 | 72.9516 | 72.3724 | 66.8781 | 61.836 | 57.1782 | 52.5464 | 48.2547 | 44.1757 | 40.2896 | 36.5041 | 32.7563 | 29.1619 | 25.289 | 21.6652 | 18.2981 | 15.0809 | 12.4382 | 10.8991 | 10.2791 | 9.84 | 9.6051 | 9.381 | 9.1788
Prosp. Res. ASHP (LFL) + Env. + Ctls. CC | Baseline competed | Northwest, Great Basin, Rocky Mountains, Upper Midwest, Lakes/Mid-Atl., Northeast | Residential (New), Residential (Existing) | Heating (Equip.), Cooling (Equip.) | 21.3088 | 4.434 | 9.8806 | 514.2744 | 0 | 0 | 0 | 0 | 0 | 2.5283 | 4.8842 | 7.1202 | 9.1832 | 11.159 | 13.0186 | 14.8053 | 16.489 | 18.037 | 19.5003 | 21.7035 | 23.7991 | 25.8633 | 27.8002 | 29.6621 | 31.4557 | 33.0878 | 34.6879 | 36.2454 | 37.7233 | 39.1642
Prosp. Res. ASHP (LFL) + Env. + Ctls. CC | Efficient competed | Northwest, Great Basin, Rocky Mountains, Upper Midwest, Lakes/Mid-Atl., Northeast | Residential (New), Residential (Existing) | Heating (Equip.), Cooling (Equip.) | 21.3088 | 4.434 | 9.8806 | 514.2744 | 0 | 0 | 0 | 0 | 0 | 0.70471 | 1.3439 | 1.9372 | 2.4726 | 2.9748 | 3.4361 | 3.8693 | 4.2672 | 4.6222 | 4.9483 | 5.4407 | 5.89 | 6.3189 | 6.7052 | 7.0621 | 7.3926 | 7.6763 | 7.9439 | 8.1938 | 8.4175 | 8.6265
Prosp. Res. ASHP (RST) + Env. + Ctls. | Baseline uncompeted | California, Upper Midwest, Lower Midwest, Texas, Southwest, Southeast | Residential (New), Residential (Existing) | Heating (Equip.), Cooling (Equip.) | 8.1279 | 8.493 | 15.1103 | 1087.6247 | 280.906 | 281.2167 | 281.141 | 280.5253 | 279.589 | 278.3876 | 277.8381 | 278.3947 | 278.044 | 278.3153 | 278.619 | 279.1652 | 279.2066 | 278.5882 | 277.9731 | 277.9596 | 278.3158 | 279.407 | 280.352 | 281.4839 | 283.0401 | 284.2348 | 285.8633 | 287.572 | 288.9647 | 290.858
Prosp. Res. ASHP (RST) + Env. + Ctls. | Efficient uncompeted | California, Upper Midwest, Lower Midwest, Texas, Southwest, Southeast | Residential (New), Residential (Existing) | Heating (Equip.), Cooling (Equip.) | 8.1279 | 8.493 | 15.1103 | 1087.6247 | 280.906 | 281.2167 | 281.141 | 280.5253 | 279.589 | 260.8737 | 243.8452 | 228.5355 | 213.2006 | 199.0031 | 185.4079 | 172.4427 | 159.6659 | 147.0535 | 134.959 | 122.7544 | 111.3083 | 100.7206 | 90.7081 | 81.3254 | 72.6431 | 67.1999 | 56.633 | 46.4694 | 36.7048 | 27.5717
Prosp. Res. ASHP (RST) + Env. + Ctls. | Baseline competed | California, Upper Midwest, Lower Midwest, Texas, Southwest, Southeast | Residential (New), Residential (Existing) | Heating (Equip.), Cooling (Equip.) | 8.1279 | 8.493 | 15.1103 | 1087.6247 | 0 | 0 | 0 | 0 | -2.9307e-13 | 14.7711 | 28.5569 | 41.6254 | 51.8458 | 61.4658 | 70.4425 | 78.9214 | 86.7152 | 93.7585 | 100.285 | 106.7204 | 112.9052 | 119.0115 | 124.6211 | 129.9221 | 135.036 | 138.2042 | 143.9025 | 149.3264 | 154.2948 | 159.2624
Prosp. Res. ASHP (RST) + Env. + Ctls. | Efficient competed | California, Upper Midwest, Lower Midwest, Texas, Southwest, Southeast | Residential (New), Residential (Existing) | Heating (Equip.), Cooling (Equip.) | 8.1279 | 8.493 | 15.1103 | 1087.6247 | 0 | 0 | 0 | 0 | -2.9307e-13 | 2.5182 | 4.8412 | 7.0235 | 8.5724 | 10.035 | 11.391 | 12.6702 | 13.8422 | 14.8994 | 15.8793 | 16.8331 | 17.7389 | 18.6247 | 19.4285 | 20.1874 | 20.9189 | 21.411 | 22.1614 | 22.9144 | 23.6057 | 24.3037
Prosp. Res. ASHP (RST) + Env. + Ctls. CC | Baseline uncompeted | Northwest, Great Basin, Rocky Mountains, Upper Midwest, Lakes/Mid-Atl., Northeast | Residential (New), Residential (Existing) | Heating (Equip.), Cooling (Equip.) | 6.6181 | 9.3318 | 19.0639 | 1051.2239 | 158.263 | 157.929 | 157.0424 | 155.6111 | 154.1701 | 152.8266 | 151.9029 | 151.3495 | 150.4501 | 149.9558 | 149.4099 | 148.9429 | 148.1413 | 146.9558 | 145.6666 | 144.6913 | 143.9729 | 143.7541 | 143.5052 | 143.394 | 143.3897 | 143.1048 | 143.0266 | 143.0604 | 143.061 | 143.2663
Prosp. Res. ASHP (RST) + Env. + Ctls. CC | Efficient uncompeted | Northwest, Great Basin, Rocky Mountains, Upper Midwest, Lakes/Mid-Atl., Northeast | Residential (New), Residential (Existing) | Heating (Equip.), Cooling (Equip.) | 6.6181 | 9.3318 | 19.0639 | 1051.2239 | 158.263 | 157.929 | 157.0424 | 155.6111 | 154.1701 | 144.0169 | 134.7116 | 126.0817 | 117.4918 | 109.5333 | 101.8088 | 94.3799 | 87.0077 | 79.6972 | 72.6338 | 65.5012 | 58.8363 | 52.7108 | 46.9549 | 41.5386 | 36.7786 | 32.9057 | 27.3164 | 22.0356 | 17.029 | 12.4535
Prosp. Res. ASHP (RST) + Env. + Ctls. CC | Baseline competed | Northwest, Great Basin, Rocky Mountains, Upper Midwest, Lakes/Mid-Atl., Northeast | Residential (New), Residential (Existing) | Heating (Equip.), Cooling (Equip.) | 6.6181 | 9.3318 | 19.0639 | 1051.2239 | 0 | 0 | 0 | 0 | 0 | 5.3347 | 10.3656 | 15.1751 | 18.7303 | 22.1065 | 25.2451 | 28.2156 | 30.9188 | 33.3485 | 35.5679 | 38.2133 | 40.7143 | 43.1329 | 45.2809 | 47.2794 | 48.9802 | 49.9759 | 52.0039 | 53.8879 | 55.5798 | 57.1731
Prosp. Res. ASHP (RST) + Env. + Ctls. CC | Efficient competed | Northwest, Great Basin, Rocky Mountains, Upper Midwest, Lakes/Mid-Atl., Northeast | Residential (New), Residential (Existing) | Heating (Equip.), Cooling (Equip.) | 6.6181 | 9.3318 | 19.0639 | 1051.2239 | 0 | 0 | 0 | 0 | 0 | 0.78911 | 1.5246 | 2.2232 | 2.6522 | 3.0609 | 3.437 | 3.7913 | 4.1092 | 4.3914 | 4.6458 | 4.9608 | 5.249 | 5.5236 | 5.7599 | 5.9748 | 6.159 | 6.2668 | 6.4397 | 6.6179 | 6.7727 | 6.9156
Prosp. Res. N-Elec. Env. | Baseline uncompeted | Northwest, Great Basin, California, Rocky Mountains, Upper Midwest, Lower Midwest, Lakes/Mid-Atl., Texas, Southwest, Southeast, Northeast | Residential (New), Residential (Existing) | Heating (Equip.) | 63.3857 | 1.5776 | 2.3683 | 44.3888 | 1354.0815 | 1348.4029 | 1341.123 | 1332.4264 | 1321.5431 | 1309.5188 | 1297.0018 | 1284.4846 | 1274.9205 | 1264.3519 | 1254.0823 | 1244.5702 | 1235.7292 | 1226.8303 | 1218.6805 | 1211.0707 | 1203.8454 | 1196.8943 | 1190.6398 | 1184.8994 | 1179.02 | 1172.3979 | 1166.1464 | 1160.3542 | 1154.5913 | 1148.5392
Prosp. Res. N-Elec. Env. | Efficient uncompeted | Northwest, Great Basin, California, Rocky Mountains, Upper Midwest, Lower Midwest, Lakes/Mid-Atl., Texas, Southwest, Southeast, Northeast | Residential (New), Residential (Existing) | Heating (Equip.) | 63.3857 | 1.5776 | 2.3683 | 44.3888 | 1354.0815 | 1348.4029 | 1341.123 | 1332.4264 | 1321.5431 | 1293.1436 | 1265.0767 | 1237.754 | 1213.9419 | 1189.8289 | 1166.5896 | 1144.5749 | 1123.6916 | 1103.2509 | 1083.9349 | 1055.3441 | 1027.9695 | 1001.6888 | 976.877 | 953.351 | 930.4506 | 907.5738 | 885.8898 | 865.339 | 845.7929 | 827.0817
Prosp. Res. N-Elec. Env. | Baseline competed | Northwest, Great Basin, California, Rocky Mountains, Upper Midwest, Lower Midwest, Lakes/Mid-Atl., Texas, Southwest, Southeast, Northeast | Residential (New), Residential (Existing) | Heating (Equip.) | 63.3857 | 1.5776 | 2.3683 | 44.3888 | 0 | -2.9307e-13 | -2.3446e-12 | -8.7921e-13 | -1.1723e-12 | 0.67733 | 1.3347 | 1.9731 | 2.9355 | 3.846 | 4.7154 | 5.5717 | 6.4008 | 7.1868 | 7.978 | 51.0117 | 90.9369 | 127.8754 | 161.9604 | 192.9594 | 219.2216 | 249.4811 | 276.624 | 300.5359 | 320.8434 | 339.4053
Prosp. Res. N-Elec. Env. | Efficient competed | Northwest, Great Basin, California, Rocky Mountains, Upper Midwest, Lower Midwest, Lakes/Mid-Atl., Texas, Southwest, Southeast, Northeast | Residential (New), Residential (Existing) | Heating (Equip.) | 63.3857 | 1.5776 | 2.3683 | 44.3888 | 0 | -2.9307e-13 | -2.3446e-12 | -8.7921e-13 | -8.7921e-13 | 0.63383 | 1.2343 | 1.8055 | 2.658 | 3.4499 | 4.193 | 4.9136 | 5.6005 | 6.2412 | 6.8783 | 43.374 | 76.372 | 106.2994 | 133.3629 | 157.477 | 177.3224 | 199.4578 | 218.9745 | 235.7648 | 249.5985 | 261.9364
Prosp. Res. N-Elec. Env. + Ctls. | Baseline uncompeted | Northwest, Great Basin, California, Rocky Mountains, Upper Midwest, Lower Midwest, Lakes/Mid-Atl., Texas, Southwest, Southeast, Northeast | Residential (New), Residential (Existing) | Heating (Equip.), Cooling (Equip.) | 32.0791 | 3.1134 | 4.6418 | 87.0659 | 1371.5393 | 1365.9374 | 1358.7009 | 1350.0172 | 1339.1197 | 1327.0562 | 1314.4788 | 1301.8969 | 1292.2618 | 1281.6339 | 1271.3312 | 1261.8245 | 1253.0282 | 1244.1779 | 1236.0888 | 1228.5395 | 1221.368 | 1214.4782 | 1208.2895 | 1202.6232 | 1196.8116 | 1190.25 | 1184.059 | 1178.3427 | 1172.6602 | 1166.6821
Prosp. Res. N-Elec. Env. + Ctls. | Efficient uncompeted | Northwest, Great Basin, California, Rocky Mountains, Upper Midwest, Lower Midwest, Lakes/Mid-Atl., Texas, Southwest, Southeast, Northeast | Residential (New), Residential (Existing) | Heating (Equip.), Cooling (Equip.) | 32.0791 | 3.1134 | 4.6418 | 87.0659 | 1371.5393 | 1365.9374 | 1358.7009 | 1350.0172 | 1339.1197 | 1292.2282 | 1246.8459 | 1203.2476 | 1163.9714 | 1125.3112 | 1088.3029 | 1053.2 | 1019.8611 | 987.5947 | 956.9672 | 919.0197 | 882.8839 | 848.4215 | 815.8937 | 785.0865 | 755.4633 | 724.7918 | 695.7473 | 668.2257 | 642.0757 | 617.1404
Prosp. Res. N-Elec. Env. + Ctls. | Baseline competed | Northwest, Great Basin, California, Rocky Mountains, Upper Midwest, Lower Midwest, Lakes/Mid-Atl., Texas, Southwest, Southeast, Northeast | Residential (New), Residential (Existing) | Heating (Equip.), Cooling (Equip.) | 32.0791 | 3.1134 | 4.6418 | 87.0659 | -8.7921e-13 | -8.7921e-13 | -1.1723e-12 | -1.7584e-12 | -8.7921e-13 | 0.32139 | 0.63208 | 0.93629 | 1.5817 | 2.1994 | 2.7937 | 3.3772 | 3.9516 | 4.5119 | 5.0668 | 7.755 | 10.3324 | 12.7964 | 15.1573 | 17.4123 | 19.5549 | 21.9683 | 24.2581 | 26.4388 | 28.5062 | 30.4451
Prosp. Res. N-Elec. Env. + Ctls. | Efficient competed | Northwest, Great Basin, California, Rocky Mountains, Upper Midwest, Lower Midwest, Lakes/Mid-Atl., Texas, Southwest, Southeast, Northeast | Residential (New), Residential (Existing) | Heating (Equip.), Cooling (Equip.) | 32.0791 | 3.1134 | 4.6418 | 87.0659 | -1.1723e-12 | -8.7921e-13 | -1.1723e-12 | -1.7584e-12 | -8.7921e-13 | 0.21615 | 0.41906 | 0.61314 | 1.0235 | 1.4066 | 1.7678 | 2.1158 | 2.4522 | 2.7744 | 3.088 | 4.6574 | 6.1114 | 7.4583 | 8.7106 | 9.8729 | 10.945 | 12.1067 | 13.1971 | 14.2137 | 15.1593 | 16.0305
Prospective Com. Ctls. (Lighting) | Baseline uncompeted | Northwest, Great Basin, California, Rocky Mountains, Upper Midwest, Lower Midwest, Lakes/Mid-Atl., Texas, Southwest, Southeast, Northeast | Commercial (New), Commercial (Existing) | Lighting | 45.8378 | 2.1315 | 4.4049 | 999 | 152.9222 | 150.8007 | 149.2555 | 148.2485 | 148.609 | 147.7196 | 148.5753 | 150.7313 | 151.644 | 153.4063 | 154.8844 | 156.2175 | 156.2226 | 155.4479 | 153.8784 | 155.0473 | 157.0948 | 160.0986 | 162.819 | 165.8401 | 169.5648 | 173.2599 | 177.5529 | 181.778 | 185.7807 | 190.6158
Prospective Com. Ctls. (Lighting) | Efficient uncompeted | Northwest, Great Basin, California, Rocky Mountains, Upper Midwest, Lower Midwest, Lakes/Mid-Atl., Texas, Southwest, Southeast, Northeast | Commercial (New), Commercial (Existing) | Lighting | 45.8378 | 2.1315 | 4.4049 | 999 | 152.9222 | 150.8007 | 149.2555 | 148.2485 | 148.609 | 142.8694 | 139.0824 | 136.6294 | 134.543 | 132.5981 | 128.2635 | 123.8676 | 119.3211 | 115.4761 | 111.942 | 111.1869 | 110.9801 | 112.0808 | 113.9733 | 116.0881 | 118.6954 | 121.2819 | 124.287 | 127.2446 | 130.0465 | 133.4311
Prospective Com. Ctls. (Lighting) | Baseline competed | Northwest, Great Basin, California, Rocky Mountains, Upper Midwest, Lower Midwest, Lakes/Mid-Atl., Texas, Southwest, Southeast, Northeast | Commercial (New), Commercial (Existing) | Lighting | 45.8378 | 2.1315 | 4.4049 | 999 | 2.9307e-13 | 5.8614e-13 | -5.8614e-13 | 2.9307e-13 | -1.4654e-12 | -18.5959 | -8.8157 | 0.84374 | 8.0765 | 16.3301 | 27.0537 | 35.8847 | 42.4738 | 47.4503 | 50.7785 | 54.8945 | 58.7235 | 62.4492 | 65.9561 | 68.8663 | 71.9478 | 74.8679 | 77.9355 | 80.8812 | 83.6724 | 86.8028
Prospective Com. Ctls. (Lighting) | Efficient competed | Northwest, Great Basin, California, Rocky Mountains, Upper Midwest, Lower Midwest, Lakes/Mid-Atl., Texas, Southwest, Southeast, Northeast | Commercial (New), Commercial (Existing) | Lighting | 45.8378 | 2.1315 | 4.4049 | 999 | 2.9307e-13 | 5.8614e-13 | -5.8614e-13 | 2.9307e-13 | -1.4654e-12 | -21.4232 | -13.853 | -6.0634 | -0.0058455 | 6.8788 | 15.6279 | 22.8947 | 28.2764 | 32.3012 | 34.9831 | 38.1287 | 41.0384 | 43.7151 | 46.1693 | 48.2064 | 50.3634 | 52.4076 | 54.5548 | 56.6169 | 58.5707 | 60.7619
Prospective Commercial HPWH | Baseline uncompeted | Northwest, Great Basin, California, Rocky Mountains, Upper Midwest, Lower Midwest, Lakes/Mid-Atl., Texas, Southwest, Southeast, Northeast | Commercial (New), Commercial (Existing) | Water Heating | 999 | 0 | -1.7641 | -116.1177 | 15.9741 | 15.4934 | 15.2888 | 15.0624 | 14.8407 | 14.6333 | 14.4854 | 14.373 | 14.1795 | 14.0178 | 13.8403 | 13.6649 | 13.4447 | 13.1881 | 12.9283 | 12.6925 | 12.4912 | 12.3245 | 12.1513 | 11.9917 | 11.8406 | 11.6701 | 11.5175 | 11.3752 | 11.2284 | 11.0976
Prospective Commercial HPWH | Efficient uncompeted | Northwest, Great Basin, California, Rocky Mountains, Upper Midwest, Lower Midwest, Lakes/Mid-Atl., Texas, Southwest, Southeast, Northeast | Commercial (New), Commercial (Existing) | Water Heating | 999 | 0 | -1.7641 | -116.1177 | 15.9741 | 15.4934 | 15.2888 | 15.0624 | 14.8407 | 13.6077 | 12.4659 | 11.3911 | 10.2916 | 9.257 | 8.5164 | 7.9215 | 6.6845 | 5.5019 | 4.3656 | 3.4477 | 3.122 | 3.0803 | 3.037 | 2.9971 | 2.9593 | 2.9167 | 2.8786 | 2.843 | 2.8063 | 2.7736
Prospective Commercial HPWH | Baseline competed | Northwest, Great Basin, California, Rocky Mountains, Upper Midwest, Lower Midwest, Lakes/Mid-Atl., Texas, Southwest, Southeast, Northeast | Commercial (New), Commercial (Existing) | Water Heating | 999 | 0 | -1.7641 | -116.1177 | 0 | 0 | 0 | 0 | 0 | 1.3674 | 2.569 | 3.6222 | 4.5101 | 5.2794 | 5.7022 | 5.965 | 6.6455 | 7.1798 | 7.6112 | 7.9748 | 8.2921 | 8.5724 | 8.7965 | 8.9834 | 9.135 | 9.2358 | 9.3198 | 9.3842 | 9.4205 | 9.4496
Prospective Commercial HPWH | Efficient competed | Northwest, Great Basin, California, Rocky Mountains, Upper Midwest, Lower Midwest, Lakes/Mid-Atl., Texas, Southwest, Southeast, Northeast | Commercial (New), Commercial (Existing) | Water Heating | 999 | 0 | -1.7641 | -116.1177 | 0 | 0 | 0 | 0 | 0 | 0.34176 | 0.64208 | 0.9053 | 1.1272 | 1.3195 | 1.4252 | 1.4908 | 1.6609 | 1.7945 | 1.9023 | 1.9931 | 2.0724 | 2.1425 | 2.1985 | 2.2452 | 2.2831 | 2.3083 | 2.3293 | 2.3454 | 2.3545 | 2.3618
Prospective Commercial HPWH (FS) | Baseline uncompeted | Northwest, Great Basin, California, Rocky Mountains, Upper Midwest, Lower Midwest, Lakes/Mid-Atl., Texas, Southwest, Southeast, Northeast | Commercial (New), Commercial (Existing) | Water Heating | 999 | 0 | -1.0467 | -8.4554 | 179.931 | 183.7206 | 186.6205 | 189.0499 | 190.8836 | 192.5181 | 194.1067 | 195.5661 | 196.6672 | 197.6103 | 198.4602 | 199.389 | 200.2148 | 200.7263 | 201.3636 | 201.902 | 202.4439 | 203.0785 | 203.9426 | 205.0344 | 205.8768 | 206.1079 | 206.692 | 207.6924 | 208.7994 | 209.7271
Prospective Commercial HPWH (FS) | Efficient uncompeted | Northwest, Great Basin, California, Rocky Mountains, Upper Midwest, Lower Midwest, Lakes/Mid-Atl., Texas, Southwest, Southeast, Northeast | Commercial (New), Commercial (Existing) | Water Heating | 999 | 0 | -1.0467 | -8.4554 | 179.931 | 183.7206 | 186.6205 | 189.0499 | 190.8836 | 185.3421 | 179.8551 | 174.5084 | 168.9426 | 163.5919 | 156.8054 | 150.3259 | 143.6924 | 136.5539 | 130.5877 | 130.5843 | 130.7332 | 131.2807 | 131.8745 | 132.6809 | 133.4112 | 133.3878 | 133.7028 | 134.3234 | 134.8853 | 135.4121
Prospective Commercial HPWH (FS) | Baseline competed | Northwest, Great Basin, California, Rocky Mountains, Upper Midwest, Lower Midwest, Lakes/Mid-Atl., Texas, Southwest, Southeast, Northeast | Commercial (New), Commercial (Existing) | Water Heating | 999 | 0 | -1.0467 | -8.4554 | 0 | 0 | 0 | 0 | 0 | 18.1517 | 34.5662 | 49.2868 | 62.3493 | 73.9514 | 86.069 | 96.6814 | 106.0251 | 114.2911 | 121.7496 | 128.3715 | 134.3165 | 139.7003 | 144.6951 | 149.3799 | 153.4684 | 156.7206 | 159.9032 | 163.1165 | 166.1612 | 170.5255
Prospective Commercial HPWH (FS) | Efficient competed | Northwest, Great Basin, California, Rocky Mountains, Upper Midwest, Lower Midwest, Lakes/Mid-Atl., Texas, Southwest, Southeast, Northeast | Commercial (New), Commercial (Existing) | Water Heating | 999 | 0 | -1.0467 | -8.4554 | 0 | 0 | 0 | 0 | 0 | 11.7353 | 22.3652 | 31.9446 | 40.4547 | 48.052 | 56.0125 | 63.0034 | 69.1469 | 74.544 | 79.3853 | 83.6703 | 87.511 | 91.0005 | 94.2387 | 97.2819 | 99.9449 | 102.0478 | 104.1073 | 106.1905 | 108.1587 | 110.9834
Prospective Commercial Refrigeration | Baseline uncompeted | Northwest, Great Basin, California, Rocky Mountains, Upper Midwest, Lower Midwest, Lakes/Mid-Atl., Texas, Southwest, Southeast, Northeast | Commercial (New), Commercial (Existing) | Refrigeration | -19.8772 | 41.1097 | 80.0806 | 5556.3356 | 492.9975 | 492.5938 | 491.3352 | 489.9388 | 489.3728 | 488.9806 | 491.1394 | 494.6982 | 496.3562 | 499.0693 | 500.8524 | 502.3259 | 502.316 | 500.9317 | 499.2011 | 498.2141 | 498.3212 | 499.6707 | 500.5425 | 501.7104 | 503.2539 | 503.5972 | 504.5132 | 505.6058 | 506.3631 | 507.5987
Prospective Commercial Refrigeration | Efficient uncompeted | Northwest, Great Basin, California, Rocky Mountains, Upper Midwest, Lower Midwest, Lakes/Mid-Atl., Texas, Southwest, Southeast, Northeast | Commercial (New), Commercial (Existing) | Refrigeration | -19.8772 | 41.1097 | 80.0806 | 5556.3356 | 492.9975 | 492.5938 | 491.3352 | 489.9388 | 489.3728 | 474.0183 | 461.6426 | 451.018 | 439.0481 | 427.5213 | 413.7887 | 400.2163 | 385.7947 | 370.8468 | 364.662 | 363.8761 | 363.8864 | 364.8288 | 365.5807 | 366.6591 | 368.0007 | 368.4527 | 369.312 | 370.2889 | 371.0089 | 372.0681
Prospective Commercial Refrigeration | Baseline competed | Northwest, Great Basin, California, Rocky Mountains, Upper Midwest, Lower Midwest, Lakes/Mid-Atl., Texas, Southwest, Southeast, Northeast | Commercial (New), Commercial (Existing) | Refrigeration | -19.8772 | 41.1097 | 80.0806 | 5556.3356 | 42.464 | 41.7766 | 41.1114 | 40.5267 | 40.0763 | 39.7757 | 39.7114 | 39.8012 | 39.7716 | 39.8574 | 39.8969 | 39.9353 | 39.8771 | 39.7287 | 39.5589 | 39.4749 | 39.4715 | 39.5745 | 39.6521 | 39.7575 | 39.8997 | 39.9512 | 40.0544 | 40.1779 | 40.2747 | 40.4071
Prospective Commercial Refrigeration | Efficient competed | Northwest, Great Basin, California, Rocky Mountains, Upper Midwest, Lower Midwest, Lakes/Mid-Atl., Texas, Southwest, Southeast, Northeast | Commercial (New), Commercial (Existing) | Refrigeration | -19.8772 | 41.1097 | 80.0806 | 5556.3356 | 42.464 | 41.7766 | 41.1114 | 40.5267 | 40.0763 | 38.6112 | 37.4481 | 36.4914 | 35.4378 | 34.5094 | 33.5232 | 32.5778 | 31.5892 | 30.8275 | 30.2435 | 29.905 | 29.6301 | 29.4659 | 29.4493 | 29.5717 | 29.7191 | 29.796 | 29.9088 | 30.0344 | 30.1374 | 30.2647
Prospective Residential Ctls. (CAC) | Baseline uncompeted | Northwest, Great Basin, California, Rocky Mountains, Upper Midwest, Lower Midwest, Lakes/Mid-Atl., Texas, Southwest, Southeast, Northeast | Residential (New), Residential (Existing) | Cooling (Equip.) | 2.9702 | 8.5432 | 21.8052 | 1439.9124 | 412.1646 | 418.9664 | 425.6858 | 431.7689 | 437.7374 | 443.5915 | 450.7582 | 459.849 | 468.1002 | 477.9788 | 487.8863 | 498.5951 | 508.5445 | 517.5217 | 526.4026 | 536.0607 | 546.2642 | 557.932 | 569.3668 | 581.5393 | 594.6295 | 607.192 | 620.7294 | 634.5984 | 647.7717 | 661.8686
Prospective Residential Ctls. (CAC) | Efficient uncompeted | Northwest, Great Basin, California, Rocky Mountains, Upper Midwest, Lower Midwest, Lakes/Mid-Atl., Texas, Southwest, Southeast, Northeast | Residential (New), Residential (Existing) | Cooling (Equip.) | 2.9702 | 8.5432 | 21.8052 | 1439.9124 | 412.1646 | 418.9664 | 425.6858 | 431.7689 | 437.7374 | 435.0956 | 433.7661 | 434.2398 | 433.8679 | 434.9415 | 435.9292 | 437.5004 | 438.2802 | 438.1234 | 437.8074 | 438.0436 | 438.6172 | 439.6488 | 439.3685 | 439.4666 | 440.0343 | 439.9802 | 441.4395 | 447.6695 | 454.7692 | 463.5458
Prospective Residential Ctls. (CAC) | Baseline competed | Northwest, Great Basin, California, Rocky Mountains, Upper Midwest, Lower Midwest, Lakes/Mid-Atl., Texas, Southwest, Southeast, Northeast | Residential (New), Residential (Existing) | Cooling (Equip.) | 2.9702 | 8.5432 | 21.8052 | 1439.9124 | -2.9307e-13 | 0 | 0 | 0 | -2.9307e-13 | 19.2741 | 37.8088 | 55.8983 | 77.4279 | 98.5632 | 119.2238 | 139.6338 | 159.377 | 178.3226 | 196.7035 | 212.3813 | 228.0036 | 244.3959 | 261.0859 | 277.9037 | 294.975 | 311.6561 | 328.7036 | 345.7731 | 362.3887 | 379.4834
Prospective Residential Ctls. (CAC) | Efficient competed | Northwest, Great Basin, California, Rocky Mountains, Upper Midwest, Lower Midwest, Lakes/Mid-Atl., Texas, Southwest, Southeast, Northeast | Residential (New), Residential (Existing) | Cooling (Equip.) | 2.9702 | 8.5432 | 21.8052 | 1439.9124 | -2.9307e-13 | 0 | 0 | 0 | -2.9307e-13 | 13.4919 | 26.4662 | 39.1288 | 54.1995 | 68.9943 | 83.4566 | 97.7437 | 111.5639 | 124.8258 | 137.6925 | 148.6669 | 159.6025 | 171.0772 | 182.7601 | 194.5326 | 206.4825 | 218.1593 | 230.0925 | 242.0411 | 253.6721 | 265.6384
Prospective Residential Ctls. (Lighting) | Baseline uncompeted | Northwest, Great Basin, California, Rocky Mountains, Upper Midwest, Lower Midwest, Lakes/Mid-Atl., Texas, Southwest, Southeast, Northeast | Residential (New), Residential (Existing) | Lighting | 999 | 0 | 0 | 0 | 162.5879 | 161.6378 | 161.49 | 161.7695 | 162.1863 | 161.0613 | 160.5389 | 160.6656 | 160.3707 | 160.7339 | 161.2079 | 161.7486 | 161.856 | 161.5216 | 161.1494 | 158.2578 | 155.9776 | 154.5161 | 153.3843 | 152.9527 | 152.9365 | 152.645 | 152.6196 | 152.7258 | 152.8216 | 153.1682
Prospective Residential Ctls. (Lighting) | Efficient uncompeted | Northwest, Great Basin, California, Rocky Mountains, Upper Midwest, Lower Midwest, Lakes/Mid-Atl., Texas, Southwest, Southeast, Northeast | Residential (New), Residential (Existing) | Lighting | 999 | 0 | 0 | 0 | 162.5879 | 161.6378 | 161.49 | 161.7695 | 162.1863 | 156.2746 | 151.6895 | 148.7448 | 145.9314 | 143.1593 | 140.6402 | 138.2177 | 135.4684 | 132.5004 | 129.8047 | 125.061 | 120.8781 | 117.34 | 114.4275 | 112.8975 | 111.6828 | 110.6433 | 110.3195 | 110.1287 | 109.9298 | 109.9115
Prospective Residential Ctls. (Lighting) | Baseline competed | Northwest, Great Basin, California, Rocky Mountains, Upper Midwest, Lower Midwest, Lakes/Mid-Atl., Texas, Southwest, Southeast, Northeast | Residential (New), Residential (Existing) | Lighting | 999 | 0 | 0 | 0 | 84.1631 | 84.1761 | 84.2517 | 84.4564 | 84.7834 | 85.4892 | 86.3446 | 87.3561 | 87.8889 | 88.6567 | 89.3454 | 90.0195 | 90.4059 | 90.5211 | 90.571 | 90.0395 | 89.6675 | 89.5439 | 89.3867 | 89.4968 | 89.7873 | 89.8837 | 90.1063 | 90.3769 | 90.6147 | 90.9965
Prospective Residential Ctls. (Lighting) | Efficient competed | Northwest, Great Basin, California, Rocky Mountains, Upper Midwest, Lower Midwest, Lakes/Mid-Atl., Texas, Southwest, Southeast, Northeast | Residential (New), Residential (Existing) | Lighting | 999 | 0 | 0 | 0 | 84.1631 | 84.1761 | 84.2517 | 84.4564 | 84.7834 | 82.5496 | 81.1174 | 80.7949 | 80.0641 | 79.4529 | 78.8882 | 78.323 | 77.5223 | 76.5053 | 75.4556 | 73.9165 | 72.3697 | 71.0029 | 69.6292 | 68.4783 | 67.4784 | 66.7104 | 66.5601 | 66.4845 | 66.385 | 66.3914
Prospective Residential Dryer | Baseline uncompeted | Northwest, Great Basin, California, Rocky Mountains, Upper Midwest, Lower Midwest, Lakes/Mid-Atl., Texas, Southwest, Southeast, Northeast | Residential (New), Residential (Existing) | Other | 16.1819 | 5.3004 | 11.2405 | 740.2102 | 193.9268 | 196.9254 | 199.481 | 201.597 | 203.6124 | 205.6441 | 208.1955 | 211.3372 | 213.5798 | 216.4285 | 219.2388 | 222.1906 | 224.474 | 226.0792 | 227.556 | 229.4046 | 231.5558 | 234.3312 | 236.9527 | 239.723 | 242.6517 | 245.0614 | 247.7858 | 250.5805 | 253.1888 | 256.1425
Prospective Residential Dryer | Efficient uncompeted | Northwest, Great Basin, California, Rocky Mountains, Upper Midwest, Lower Midwest, Lakes/Mid-Atl., Texas, Southwest, Southeast, Northeast | Residential (New), Residential (Existing) | Other | 16.1819 | 5.3004 | 11.2405 | 740.2102 | 193.9268 | 196.9254 | 199.481 | 201.597 | 203.6124 | 197.0641 | 191.0624 | 185.5926 | 179.3432 | 173.6358 | 167.8902 | 162.2364 | 155.7985 | 148.0875 | 140.3525 | 132.8851 | 125.6445 | 119.5472 | 118.4783 | 119.8615 | 121.3259 | 122.5307 | 123.8929 | 125.2903 | 126.5944 | 128.0713
Prospective Residential Dryer | Baseline competed | Northwest, Great Basin, California, Rocky Mountains, Upper Midwest, Lower Midwest, Lakes/Mid-Atl., Texas, Southwest, Southeast, Northeast | Residential (New), Residential (Existing) | Other | 16.1819 | 5.3004 | 11.2405 | 740.2102 | 0 | 0 | 0 | 0 | 0 | 1.6355e-05 | 3.1899e-05 | 4.6783e-05 | 6.1474e-05 | 7.605e-05 | 8.9617e-05 | 0.00010292 | 0.00011595 | 0.00012947 | 0.00014251 | 0.00015549 | 0.0001683 | 0.00018097 | 0.00019295 | 0.00020452 | 0.00021581 | 0.00022582 | 0.00023528 | 0.00024421 | 0.00025206 | 0.00025914
Prospective Residential Dryer | Efficient competed | Northwest, Great Basin, California, Rocky Mountains, Upper Midwest, Lower Midwest, Lakes/Mid-Atl., Texas, Southwest, Southeast, Northeast | Residential (New), Residential (Existing) | Other | 16.1819 | 5.3004 | 11.2405 | 740.2102 | 0 | 0 | 0 | 0 | 0 | 8.1776e-06 | 1.5949e-05 | 2.3392e-05 | 3.0737e-05 | 3.8025e-05 | 4.4809e-05 | 5.1462e-05 | 5.7974e-05 | 6.4734e-05 | 7.1257e-05 | 7.7747e-05 | 8.4148e-05 | 9.0486e-05 | 9.6474e-05 | 0.00010226 | 0.0001079 | 0.00011291 | 0.00011764 | 0.00012211 | 0.00012603 | 0.00012957
Prospective Residential HPWH | Baseline uncompeted | Northwest, Great Basin, California, Rocky Mountains, Upper Midwest, Lower Midwest, Lakes/Mid-Atl., Texas, Southwest, Southeast, Northeast | Residential (New), Residential (Existing) | Water Heating | 19.1818 | 4.8383 | 8.9094 | 576.1377 | 489.3374 | 486.2223 | 482.5327 | 477.936 | 473.2793 | 468.8274 | 465.8344 | 464.4075 | 463.5802 | 464.6801 | 466.8746 | 469.3638 | 470.7096 | 470.8766 | 470.7505 | 471.4483 | 472.8175 | 475.5045 | 477.8674 | 480.4496 | 483.3038 | 485.1428 | 487.5651 | 490.163 | 492.459 | 495.4663
Prospective Residential HPWH | Efficient uncompeted | Northwest, Great Basin, California, Rocky Mountains, Upper Midwest, Lower Midwest, Lakes/Mid-Atl., Texas, Southwest, Southeast, Northeast | Residential (New), Residential (Existing) | Water Heating | 19.1818 | 4.8383 | 8.9094 | 576.1377 | 489.3374 | 486.2223 | 482.5327 | 477.936 | 473.2793 | 439.5708 | 408.2168 | 378.9777 | 350.9381 | 324.9449 | 300.2222 | 275.9363 | 251.8836 | 222.6814 | 193.8486 | 165.7858 | 139.0438 | 119.2957 | 119.1466 | 119.7904 | 120.502 | 120.9605 | 121.5645 | 122.2122 | 122.7847 | 123.5345
Prospective Residential HPWH | Baseline competed | Northwest, Great Basin, California, Rocky Mountains, Upper Midwest, Lower Midwest, Lakes/Mid-Atl., Texas, Southwest, Southeast, Northeast | Residential (New), Residential (Existing) | Water Heating | 19.1818 | 4.8383 | 8.9094 | 576.1377 | 0 | 0 | 0 | -2.9307e-13 | -2.9307e-13 | 1.0227e-05 | 1.911e-05 | 2.69e-05 | 2.7103e-05 | 2.7372e-05 | 2.7655e-05 | 2.7918e-05 | 2.8023e-05 | 2.7972e-05 | 2.7893e-05 | 2.7851e-05 | 2.7836e-05 | 2.7884e-05 | 2.79e-05 | 2.7916e-05 | 2.7936e-05 | 2.7884e-05 | 2.7853e-05 | 2.7822e-05 | 2.7762e-05 | 2.773e-05
Prospective Residential HPWH | Efficient competed | Northwest, Great Basin, California, Rocky Mountains, Upper Midwest, Lower Midwest, Lakes/Mid-Atl., Texas, Southwest, Southeast, Northeast | Residential (New), Residential (Existing) | Water Heating | 19.1818 | 4.8383 | 8.9094 | 576.1377 | 0 | 0 | 0 | -2.9307e-13 | -2.9307e-13 | 2.55e-06 | 4.7647e-06 | 6.7071e-06 | 6.7577e-06 | 6.8247e-06 | 6.8952e-06 | 6.9609e-06 | 6.9869e-06 | 6.9743e-06 | 6.9546e-06 | 6.9442e-06 | 6.9403e-06 | 6.9523e-06 | 6.9563e-06 | 6.9603e-06 | 6.9653e-06 | 6.9524e-06 | 6.9447e-06 | 6.9367e-06 | 6.9218e-06 | 6.914e-06
Prospective Residential HPWH (FS) | Baseline uncompeted | Northwest, Great Basin, California, Rocky Mountains, Upper Midwest, Lower Midwest, Lakes/Mid-Atl., Texas, Southwest, Southeast, Northeast | Residential (New), Residential (Existing) | Water Heating | 67.7129 | 1.4762 | 1.7476 | 20.3442 | 319.1041 | 323.3614 | 327.4989 | 331.5634 | 334.9623 | 338.0166 | 340.4007 | 342.542 | 344.6365 | 346.5943 | 348.5379 | 350.5153 | 352.3675 | 353.9385 | 355.6168 | 357.2522 | 358.8093 | 360.427 | 362.269 | 364.3566 | 366.3509 | 367.5477 | 369.0878 | 371.0793 | 373.2463 | 375.287
Prospective Residential HPWH (FS) | Efficient uncompeted | Northwest, Great Basin, California, Rocky Mountains, Upper Midwest, Lower Midwest, Lakes/Mid-Atl., Texas, Southwest, Southeast, Northeast | Residential (New), Residential (Existing) | Water Heating | 67.7129 | 1.4762 | 1.7476 | 20.3442 | 319.1041 | 323.3614 | 327.4989 | 331.5634 | 334.9623 | 322.9775 | 310.3935 | 297.7563 | 285.0948 | 272.5903 | 260.091 | 247.9048 | 235.7232 | 220.9346 | 206.1974 | 191.653 | 177.3364 | 165.121 | 164.3287 | 165.305 | 166.3485 | 166.5962 | 167.1328 | 167.9146 | 168.618 | 169.3717
Prospective Residential HPWH (FS) | Baseline competed | Northwest, Great Basin, California, Rocky Mountains, Upper Midwest, Lower Midwest, Lakes/Mid-Atl., Texas, Southwest, Southeast, Northeast | Residential (New), Residential (Existing) | Water Heating | 67.7129 | 1.4762 | 1.7476 | 20.3442 | 2.9307e-13 | 0 | 0 | 0 | 0 | 1.1713 | 2.1852 | 3.0454 | 3.3314 | 3.5846 | 3.8205 | 4.0232 | 4.1976 | 4.3403 | 4.4479 | 4.54 | 4.6193 | 4.6798 | 4.7201 | 4.7409 | 4.7572 | 4.8088 | 4.8523 | 4.883 | 4.9143 | 4.9491
Prospective Residential HPWH (FS) | Efficient competed | Northwest, Great Basin, California, Rocky Mountains, Upper Midwest, Lower Midwest, Lakes/Mid-Atl., Texas, Southwest, Southeast, Northeast | Residential (New), Residential (Existing) | Water Heating | 67.7129 | 1.4762 | 1.7476 | 20.3442 | 0 | 0 | 0 | 0 | 0 | 0.53657 | 1.0004 | 1.3968 | 1.5275 | 1.6467 | 1.7559 | 1.8494 | 1.9266 | 1.9862 | 2.0287 | 2.0665 | 2.1 | 2.1287 | 2.1464 | 2.156 | 2.1646 | 2.1853 | 2.2035 | 2.2163 | 2.2279 | 2.2421
Prospective Residential Refrigeration | Baseline uncompeted | Northwest, Great Basin, California, Rocky Mountains, Upper Midwest, Lower Midwest, Lakes/Mid-Atl., Texas, Southwest, Southeast, Northeast | Residential (New), Residential (Existing) | Refrigeration | 20.7947 | 4.5262 | 9.2546 | 627.9344 | 238.0972 | 235.9648 | 233.8691 | 231.7946 | 230.1713 | 229.1813 | 229.2852 | 230.316 | 230.9512 | 232.4731 | 233.8368 | 235.4269 | 236.6904 | 237.7354 | 238.9083 | 240.7066 | 242.9957 | 246.0369 | 248.7773 | 251.6005 | 254.5451 | 256.7647 | 259.1285 | 261.4829 | 263.5136 | 265.638
Prospective Residential Refrigeration | Efficient uncompeted | Northwest, Great Basin, California, Rocky Mountains, Upper Midwest, Lower Midwest, Lakes/Mid-Atl., Texas, Southwest, Southeast, Northeast | Residential (New), Residential (Existing) | Refrigeration | 20.7947 | 4.5262 | 9.2546 | 627.9344 | 238.0972 | 235.9648 | 233.8691 | 231.7946 | 230.1713 | 222.0025 | 215.0786 | 209.1319 | 202.9233 | 197.5761 | 192.1398 | 186.9241 | 181.4892 | 175.939 | 170.5373 | 165.7912 | 160.0564 | 154.7858 | 149.2713 | 143.7684 | 138.4899 | 136.0853 | 137.3381 | 138.5859 | 139.6622 | 140.7881
Prospective Residential Refrigeration | Baseline competed | Northwest, Great Basin, California, Rocky Mountains, Upper Midwest, Lower Midwest, Lakes/Mid-Atl., Texas, Southwest, Southeast, Northeast | Residential (New), Residential (Existing) | Refrigeration | 20.7947 | 4.5262 | 9.2546 | 627.9344 | 0 | 0 | 0 | 0 | 0 | 0.52308 | 1.0057 | 1.4597 | 1.896 | 2.3248 | 2.7258 | 3.1154 | 3.4912 | 3.8617 | 4.2299 | 4.5998 | 5.0344 | 5.4825 | 5.9229 | 6.3625 | 6.8038 | 7.2139 | 7.6102 | 7.9948 | 8.346 | 8.6707
Prospective Residential Refrigeration | Efficient competed | Northwest, Great Basin, California, Rocky Mountains, Upper Midwest, Lower Midwest, Lakes/Mid-Atl., Texas, Southwest, Southeast, Northeast | Residential (New), Residential (Existing) | Refrigeration | 20.7947 | 4.5262 | 9.2546 | 627.9344 | 0 | 0 | 0 | 0 | 0 | 0.27723 | 0.533 | 0.77364 | 1.0049 | 1.2322 | 1.4447 | 1.6512 | 1.8503 | 2.0467 | 2.2419 | 2.4379 | 2.6682 | 2.9057 | 3.1392 | 3.3721 | 3.606 | 3.8234 | 4.0334 | 4.2373 | 4.4234 | 4.5955
Ref. Case Clothes Washer | Baseline uncompeted | Northwest, Great Basin, California, Rocky Mountains, Upper Midwest, Lower Midwest, Lakes/Mid-Atl., Texas, Southwest, Southeast, Northeast | Residential (New), Residential (Existing) | Other | 999 | 0 | 999 | 999 | 31.4364 | 31.5219 | 31.5843 | 31.6262 | 31.7048 | 31.8576 | 32.1291 | 32.4989 | 32.7788 | 33.1493 | 33.4588 | 33.7613 | 33.9795 | 34.1283 | 34.261 | 34.449 | 34.6729 | 34.9721 | 35.2302 | 35.5031 | 35.7972 | 35.9951 | 36.22 | 36.4508 | 36.6446 | 36.8601
Ref. Case Clothes Washer | Efficient uncompeted | Northwest, Great Basin, California, Rocky Mountains, Upper Midwest, Lower Midwest, Lakes/Mid-Atl., Texas, Southwest, Southeast, Northeast | Residential (New), Residential (Existing) | Other | 999 | 0 | 999 | 999 | 31.4364 | 31.5219 | 31.5843 | 31.6262 | 31.7048 | 31.8576 | 32.1291 | 32.4989 | 32.7788 | 33.1493 | 33.4588 | 33.7613 | 33.9795 | 34.1283 | 34.261 | 34.449 | 34.6729 | 34.9721 | 35.2302 | 35.5031 | 35.7972 | 35.9951 | 36.22 | 36.4508 | 36.6446 | 36.8601
Ref. Case Clothes Washer | Baseline competed | Northwest, Great Basin, California, Rocky Mountains, Upper Midwest, Lower Midwest, Lakes/Mid-Atl., Texas, Southwest, Southeast, Northeast | Residential (New), Residential (Existing) | Other | 999 | 0 | 999 | 999 | 31.4326 | 31.5181 | 31.5805 | 31.6224 | 31.701 | 31.8538 | 32.1254 | 32.4952 | 32.7752 | 33.1457 | 33.4552 | 33.7577 | 33.976 | 34.1248 | 34.2575 | 34.4456 | 34.6695 | 34.9687 | 35.2268 | 35.4997 | 35.7938 | 35.9917 | 36.2166 | 36.4474 | 36.6412 | 36.8567
Ref. Case Clothes Washer | Efficient competed | Northwest, Great Basin, California, Rocky Mountains, Upper Midwest, Lower Midwest, Lakes/Mid-Atl., Texas, Southwest, Southeast, Northeast | Residential (New), Residential (Existing) | Other | 999 | 0 | 999 | 999 | 31.4326 | 31.5181 | 31.5805 | 31.6224 | 31.701 | 31.8538 | 32.1254 | 32.4952 | 32.7752 | 33.1457 | 33.4552 | 33.7577 | 33.976 | 34.1248 | 34.2575 | 34.4456 | 34.6695 | 34.9687 | 35.2268 | 35.4997 | 35.7938 | 35.9917 | 36.2166 | 36.4474 | 36.6412 | 36.8567
Ref. Case Com. Chillers | Baseline uncompeted | Northwest, Great Basin, California, Rocky Mountains, Upper Midwest, Lower Midwest, Lakes/Mid-Atl., Texas, Southwest, Southeast, Northeast | Commercial (New), Commercial (Existing) | Cooling (Equip.), Ventilation | 999 | 0 | 999 | 999 | 243.2308 | 244.7551 | 245.8885 | 246.9206 | 248.2169 | 249.5198 | 251.9538 | 255.2301 | 257.1264 | 259.5459 | 261.6803 | 263.8038 | 265.2442 | 265.9267 | 266.4918 | 267.2147 | 268.4685 | 270.5411 | 272.4837 | 274.7807 | 277.5003 | 279.9988 | 283.0977 | 286.4213 | 289.6365 | 293.4316
Ref. Case Com. Chillers | Efficient uncompeted | Northwest, Great Basin, California, Rocky Mountains, Upper Midwest, Lower Midwest, Lakes/Mid-Atl., Texas, Southwest, Southeast, Northeast | Commercial (New), Commercial (Existing) | Cooling (Equip.), Ventilation | 999 | 0 | 999 | 999 | 243.2308 | 244.7551 | 245.8885 | 246.9206 | 248.2169 | 249.5198 | 251.9538 | 255.2301 | 257.1264 | 259.5459 | 261.6803 | 263.8038 | 265.2442 | 265.9267 | 266.4918 | 267.2147 | 268.4685 | 270.5411 | 272.4837 | 274.7807 | 277.5003 | 279.9988 | 283.0977 | 286.4213 | 289.6365 | 293.4316
Ref. Case Com. Chillers | Baseline competed | Northwest, Great Basin, California, Rocky Mountains, Upper Midwest, Lower Midwest, Lakes/Mid-Atl., Texas, Southwest, Southeast, Northeast | Commercial (New), Commercial (Existing) | Cooling (Equip.), Ventilation | 999 | 0 | 999 | 999 | 242.3611 | 243.8771 | 245.0034 | 246.0289 | 247.3174 | 244.0606 | 242.098 | 241.1445 | 239.1024 | 237.7605 | 236.3451 | 235.1173 | 233.4553 | 231.3049 | 229.2257 | 229.757 | 230.7423 | 232.4342 | 234.0052 | 235.9873 | 238.6155 | 241.008 | 243.8902 | 246.9569 | 249.9192 | 253.3701
Ref. Case Com. Chillers | Efficient competed | Northwest, Great Basin, California, Rocky Mountains, Upper Midwest, Lower Midwest, Lakes/Mid-Atl., Texas, Southwest, Southeast, Northeast | Commercial (New), Commercial (Existing) | Cooling (Equip.), Ventilation | 999 | 0 | 999 | 999 | 242.3611 | 243.8771 | 245.0034 | 246.0289 | 247.3174 | 244.0606 | 242.098 | 241.1445 | 239.1024 | 237.7605 | 236.3451 | 235.1173 | 233.4553 | 231.3049 | 229.2257 | 229.757 | 230.7423 | 232.4342 | 234.0052 | 235.9873 | 238.6155 | 241.008 | 243.8902 | 246.9569 | 249.9192 | 253.3701
Ref. Case Com. Plug Loads | Baseline uncompeted | Northwest, Great Basin, California, Rocky Mountains, Upper Midwest, Lower Midwest, Lakes/Mid-Atl., Texas, Southwest, Southeast, Northeast | Commercial (New), Commercial (Existing) | Computers and Electronics | 999 | 0 | 999 | 999 | 506.6783 | 509.8095 | 512.2829 | 515.5644 | 519.9649 | 526.1923 | 534.5555 | 544.9966 | 553.4823 | 563.3569 | 572.2321 | 581.2918 | 588.2681 | 594.5612 | 599.9381 | 606.1156 | 612.6407 | 620.5541 | 628.0372 | 635.2796 | 643.0167 | 649.4536 | 655.7258 | 662.2048 | 667.7251 | 673.1082
Ref. Case Com. Plug Loads | Efficient uncompeted | Northwest, Great Basin, California, Rocky Mountains, Upper Midwest, Lower Midwest, Lakes/Mid-Atl., Texas, Southwest, Southeast, Northeast | Commercial (New), Commercial (Existing) | Computers and Electronics | 999 | 0 | 999 | 999 | 506.6783 | 509.8095 | 512.2829 | 515.5644 | 519.9649 | 526.1923 | 534.5555 | 544.9966 | 553.4823 | 563.3569 | 572.2321 | 581.2918 | 588.2681 | 594.5612 | 599.9381 | 606.1156 | 612.6407 | 620.5541 | 628.0372 | 635.2796 | 643.0167 | 649.4536 | 655.7258 | 662.2048 | 667.7251 | 673.1082
Ref. Case Com. Plug Loads | Baseline competed | Northwest, Great Basin, California, Rocky Mountains, Upper Midwest, Lower Midwest, Lakes/Mid-Atl., Texas, Southwest, Southeast, Northeast | Commercial (New), Commercial (Existing) | Computers and Electronics | 999 | 0 | 999 | 999 | 504.6516 | 507.7702 | 510.2338 | 513.5021 | 517.885 | 524.0875 | 532.4173 | 542.8166 | 551.2683 | 561.1035 | 569.9432 | 578.9666 | 585.915 | 592.183 | 597.5383 | 603.6912 | 610.1901 | 618.0719 | 625.5251 | 632.7385 | 640.4446 | 646.8557 | 653.1029 | 659.556 | 665.0542 | 670.4158
Ref. Case Com. Plug Loads | Efficient competed | Northwest, Great Basin, California, Rocky Mountains, Upper Midwest, Lower Midwest, Lakes/Mid-Atl., Texas, Southwest, Southeast, Northeast | Commercial (New), Commercial (Existing) | Computers and Electronics | 999 | 0 | 999 | 999 | 504.6516 | 507.7702 | 510.2338 | 513.5021 | 517.885 | 524.0875 | 532.4173 | 542.8166 | 551.2683 | 561.1035 | 569.9432 | 578.9666 | 585.915 | 592.183 | 597.5383 | 603.6912 | 610.1901 | 618.0719 | 625.5251 | 632.7385 | 640.4446 | 646.8557 | 653.1029 | 659.556 | 665.0542 | 670.4158
Ref. Case Com. Refrigeration | Baseline uncompeted | Northwest, Great Basin, California, Rocky Mountains, Upper Midwest, Lower Midwest, Lakes/Mid-Atl., Texas, Southwest, Southeast, Northeast | Commercial (New), Commercial (Existing) | Refrigeration | 999 | 0 | 999 | 999 | 450.5335 | 450.8172 | 450.2238 | 449.4121 | 449.2965 | 449.2049 | 451.4279 | 454.897 | 456.5846 | 459.2119 | 460.9554 | 462.3906 | 462.4389 | 461.203 | 459.6422 | 458.7392 | 458.8497 | 460.0962 | 460.8904 | 461.9529 | 463.3542 | 463.646 | 464.4589 | 465.4279 | 466.0884 | 467.1916
Ref. Case Com. Refrigeration | Efficient uncompeted | Northwest, Great Basin, California, Rocky Mountains, Upper Midwest, Lower Midwest, Lakes/Mid-Atl., Texas, Southwest, Southeast, Northeast | Commercial (New), Commercial (Existing) | Refrigeration | 999 | 0 | 999 | 999 | 450.5335 | 450.8172 | 450.2238 | 449.4121 | 449.2965 | 449.2049 | 451.4279 | 454.897 | 456.5846 | 459.2119 | 460.9554 | 462.3906 | 462.4389 | 461.203 | 459.6422 | 458.7392 | 458.8497 | 460.0962 | 460.8904 | 461.9529 | 463.3542 | 463.646 | 464.4589 | 465.4279 | 466.0884 | 467.1916
Ref. Case Com. Refrigeration | Baseline competed | Northwest, Great Basin, California, Rocky Mountains, Upper Midwest, Lower Midwest, Lakes/Mid-Atl., Texas, Southwest, Southeast, Northeast | Commercial (New), Commercial (Existing) | Refrigeration | 999 | 0 | 999 | 999 | 450.5335 | 450.8172 | 450.2238 | 449.4121 | 449.2965 | 449.2049 | 451.4279 | 454.897 | 456.5846 | 459.2119 | 460.9554 | 462.3906 | 462.4389 | 461.203 | 459.6422 | 458.7392 | 458.8497 | 460.0962 | 460.8904 | 461.9529 | 463.3542 | 463.646 | 464.4589 | 465.4279 | 466.0884 | 467.1916
Ref. Case Com. Refrigeration | Efficient competed | Northwest, Great Basin, California, Rocky Mountains, Upper Midwest, Lower Midwest, Lakes/Mid-Atl., Texas, Southwest, Southeast, Northeast | Commercial (New), Commercial (Existing) | Refrigeration | 999 | 0 | 999 | 999 | 450.5335 | 450.8172 | 450.2238 | 449.4121 | 449.2965 | 449.2049 | 451.4279 | 454.897 | 456.5846 | 459.2119 | 460.9554 | 462.3906 | 462.4389 | 461.203 | 459.6422 | 458.7392 | 458.8497 | 460.0962 | 460.8904 | 461.9529 | 463.3542 | 463.646 | 464.4589 | 465.4279 | 466.0884 | 467.1916
Ref. Case LED Bulbs | Baseline uncompeted | Northwest, Great Basin, California, Rocky Mountains, Upper Midwest, Lower Midwest, Lakes/Mid-Atl., Texas, Southwest, Southeast, Northeast | Residential (New), Residential (Existing) | Lighting | -3.5058 | 0 | 999 | 999 | 80.6537 | 79.6656 | 79.4354 | 79.5154 | 79.6114 | 78.3621 | 77.513 | 77.1252 | 76.69 | 76.7365 | 76.9411 | 77.1983 | 77.2659 | 77.1418 | 77.0184 | 74.7675 | 73.0222 | 71.8649 | 71.0809 | 70.753 | 70.6679 | 70.4751 | 70.4241 | 70.4538 | 70.4972 | 70.6518
Ref. Case LED Bulbs | Efficient uncompeted | Northwest, Great Basin, California, Rocky Mountains, Upper Midwest, Lower Midwest, Lakes/Mid-Atl., Texas, Southwest, Southeast, Northeast | Residential (New), Residential (Existing) | Lighting | -3.5058 | 0 | 999 | 999 | 80.5846 | 79.5852 | 79.3907 | 79.5462 | 79.7543 | 78.4515 | 77.7493 | 77.814 | 78.0949 | 78.8255 | 79.681 | 80.5819 | 81.2774 | 81.751 | 81.8523 | 78.9876 | 77.334 | 76.2925 | 75.6401 | 75.468 | 75.5514 | 75.5166 | 75.6309 | 75.8297 | 76.041 | 76.3709
Ref. Case LED Bulbs | Baseline competed | Northwest, Great Basin, California, Rocky Mountains, Upper Midwest, Lower Midwest, Lakes/Mid-Atl., Texas, Southwest, Southeast, Northeast | Residential (New), Residential (Existing) | Lighting | -3.5058 | 0 | 999 | 999 | 33.3896 | 32.6454 | 32.4106 | 32.4231 | 32.4453 | 31.6981 | 31.1421 | 30.7942 | 30.4624 | 30.3108 | 30.2374 | 30.196 | 30.0903 | 29.9113 | 29.7421 | 28.7863 | 28.0221 | 27.4996 | 27.1309 | 26.9433 | 26.8529 | 26.7264 | 26.6582 | 26.6236 | 26.5976 | 26.617
Ref. Case LED Bulbs | Efficient competed | Northwest, Great Basin, California, Rocky Mountains, Upper Midwest, Lower Midwest, Lakes/Mid-Atl., Texas, Southwest, Southeast, Northeast | Residential (New), Residential (Existing) | Lighting | -3.5058 | 0 | 999 | 999 | 33.3608 | 32.6116 | 32.3911 | 32.4344 | 32.5022 | 31.7278 | 31.2251 | 31.0521 | 30.9953 | 31.1087 | 31.2848 | 31.488 | 31.6193 | 31.6632 | 31.5721 | 30.3685 | 29.6338 | 29.1508 | 28.8281 | 28.6959 | 28.666 | 28.5964 | 28.5881 | 28.615 | 28.6505 | 28.7343
Ref. Case Res. Dishwasher | Baseline uncompeted | Northwest, Great Basin, California, Rocky Mountains, Upper Midwest, Lower Midwest, Lakes/Mid-Atl., Texas, Southwest, Southeast, Northeast | Residential (New), Residential (Existing) | Other | 999 | 0 | 999 | 999 | 23.6209 | 23.8214 | 23.9912 | 24.17 | 24.4018 | 24.7033 | 25.1244 | 25.6522 | 26.1421 | 26.7393 | 27.2866 | 27.8274 | 28.2981 | 28.7094 | 29.1054 | 29.5465 | 30.0173 | 30.5535 | 31.054 | 31.5676 | 32.1002 | 32.5459 | 33.0147 | 33.488 | 33.9259 | 34.382
Ref. Case Res. Dishwasher | Efficient uncompeted | Northwest, Great Basin, California, Rocky Mountains, Upper Midwest, Lower Midwest, Lakes/Mid-Atl., Texas, Southwest, Southeast, Northeast | Residential (New), Residential (Existing) | Other | 999 | 0 | 999 | 999 | 23.6209 | 23.8214 | 23.9912 | 24.17 | 24.4018 | 24.7033 | 25.1244 | 25.6522 | 26.1421 | 26.7393 | 27.2866 | 27.8274 | 28.2981 | 28.7094 | 29.1054 | 29.5465 | 30.0173 | 30.5535 | 31.054 | 31.5676 | 32.1002 | 32.5459 | 33.0147 | 33.488 | 33.9259 | 34.382
Ref. Case Res. Dishwasher | Baseline competed | Northwest, Great Basin, California, Rocky Mountains, Upper Midwest, Lower Midwest, Lakes/Mid-Atl., Texas, Southwest, Southeast, Northeast | Residential (New), Residential (Existing) | Other | 999 | 0 | 999 | 999 | 23.6207 | 23.8213 | 23.9911 | 24.1698 | 24.4016 | 24.7031 | 25.1243 | 25.652 | 26.1419 | 26.7391 | 27.2864 | 27.8273 | 28.2979 | 28.7093 | 29.1052 | 29.5464 | 30.0172 | 30.5533 | 31.0539 | 31.5674 | 32.1001 | 32.5457 | 33.0146 | 33.4879 | 33.9258 | 34.3819
Ref. Case Res. Dishwasher | Efficient competed | Northwest, Great Basin, California, Rocky Mountains, Upper Midwest, Lower Midwest, Lakes/Mid-Atl., Texas, Southwest, Southeast, Northeast | Residential (New), Residential (Existing) | Other | 999 | 0 | 999 | 999 | 23.6207 | 23.8213 | 23.9911 | 24.1698 | 24.4016 | 24.7031 | 25.1243 | 25.652 | 26.1419 | 26.7391 | 27.2864 | 27.8273 | 28.2979 | 28.7093 | 29.1052 | 29.5464 | 30.0172 | 30.5533 | 31.0539 | 31.5674 | 32.1001 | 32.5457 | 33.0146 | 33.4879 | 33.9258 | 34.3819
Ref. Case Res. Oil WH | Baseline uncompeted | Northwest, Great Basin, California, Rocky Mountains, Upper Midwest, Lower Midwest, Lakes/Mid-Atl., Texas, Southwest, Southeast, Northeast | Residential (New), Residential (Existing) | Water Heating | -21.4148 | 999 | 647.8166 | 8737.747 | 10.6782 | 10.3842 | 10.1289 | 9.9159 | 9.7463 | 9.6269 | 9.4876 | 9.3406 | 9.1871 | 9.0336 | 8.8747 | 8.7184 | 8.5617 | 8.408 | 8.2583 | 8.1137 | 7.9725 | 7.8393 | 7.7114 | 7.5926 | 7.4795 | 7.3681 | 7.2619 | 7.1613 | 7.063 | 6.9683
Ref. Case Res. Oil WH | Efficient uncompeted | Northwest, Great Basin, California, Rocky Mountains, Upper Midwest, Lower Midwest, Lakes/Mid-Atl., Texas, Southwest, Southeast, Northeast | Residential (New), Residential (Existing) | Water Heating | -21.4148 | 999 | 647.8166 | 8737.747 | 10.6641 | 10.3568 | 10.0887 | 9.8632 | 9.6815 | 9.5502 | 9.3993 | 9.241 | 9.0766 | 8.9126 | 8.7439 | 8.5837 | 8.4279 | 8.2766 | 8.1292 | 7.9869 | 7.8479 | 7.7168 | 7.5909 | 7.474 | 7.3627 | 7.253 | 7.1484 | 7.0494 | 6.9526 | 6.8594
Ref. Case Res. Oil WH | Baseline competed | Northwest, Great Basin, California, Rocky Mountains, Upper Midwest, Lower Midwest, Lakes/Mid-Atl., Texas, Southwest, Southeast, Northeast | Residential (New), Residential (Existing) | Water Heating | -21.4148 | 999 | 647.8166 | 8737.747 | 0 | 0 | 0 | 0 | 0 | 0 | 0 | 0 | 0 | 0 | 0 | 0 | 0 | 0 | 0 | 0 | 0 | 0 | 0 | 0 | 0 | 0 | 0 | 0 | 0 | 0
Ref. Case Res. Oil WH | Efficient competed | Northwest, Great Basin, California, Rocky Mountains, Upper Midwest, Lower Midwest, Lakes/Mid-Atl., Texas, Southwest, Southeast, Northeast | Residential (New), Residential (Existing) | Water Heating | -21.4148 | 999 | 647.8166 | 8737.747 | 0 | 0 | 0 | 0 | 0 | 0 | 0 | 0 | 0 | 0 | 0 | 0 | 0 | 0 | 0 | 0 | 0 | 0 | 0 | 0 | 0 | 0 | 0 | 0 | 0 | 0
Ref. Case Res. Pool Pump | Baseline uncompeted | Northwest, Great Basin, California, Rocky Mountains, Upper Midwest, Lower Midwest, Lakes/Mid-Atl., Texas, Southwest, Southeast, Northeast | Residential (New), Residential (Existing) | Other | 999 | 0 | 999 | 999 | 71.3696 | 71.98 | 72.6315 | 73.2884 | 74.0833 | 75.0728 | 76.4297 | 78.1869 | 79.7682 | 81.6985 | 83.8038 | 86.1097 | 88.3484 | 90.4557 | 92.6776 | 95.189 | 97.9419 | 101.0212 | 104.0751 | 107.1984 | 110.4223 | 113.4404 | 116.6292 | 119.8529 | 123.0187 | 126.3711
Ref. Case Res. Pool Pump | Efficient uncompeted | Northwest, Great Basin, California, Rocky Mountains, Upper Midwest, Lower Midwest, Lakes/Mid-Atl., Texas, Southwest, Southeast, Northeast | Residential (New), Residential (Existing) | Other | 999 | 0 | 999 | 999 | 71.3696 | 71.98 | 72.6315 | 73.2884 | 74.0833 | 75.0728 | 76.4297 | 78.1869 | 79.7682 | 81.6985 | 83.8038 | 86.1097 | 88.3484 | 90.4557 | 92.6776 | 95.189 | 97.9419 | 101.0212 | 104.0751 | 107.1984 | 110.4223 | 113.4404 | 116.6292 | 119.8529 | 123.0187 | 126.3711
Ref. Case Res. Pool Pump | Baseline competed | Northwest, Great Basin, California, Rocky Mountains, Upper Midwest, Lower Midwest, Lakes/Mid-Atl., Texas, Southwest, Southeast, Northeast | Residential (New), Residential (Existing) | Other | 999 | 0 | 999 | 999 | 2.4137 | 2.5249 | 2.7524 | 3.1043 | 3.5566 | 3.4034 | 3.2879 | 3.2076 | 3.1205 | 3.0497 | 2.9422 | 2.8495 | 2.759 | 2.6669 | 2.5841 | 2.5117 | 2.4506 | 2.402 | 2.357 | 2.3176 | 2.2762 | 2.2354 | 2.2032 | 2.1765 | 2.1533 | 2.1365
Ref. Case Res. Pool Pump | Efficient competed | Northwest, Great Basin, California, Rocky Mountains, Upper Midwest, Lower Midwest, Lakes/Mid-Atl., Texas, Southwest, Southeast, Northeast | Residential (New), Residential (Existing) | Other | 999 | 0 | 999 | 999 | 2.4137 | 2.5249 | 2.7524 | 3.1043 | 3.5566 | 3.4034 | 3.2879 | 3.2076 | 3.1205 | 3.0497 | 2.9422 | 2.8495 | 2.759 | 2.6669 | 2.5841 | 2.5117 | 2.4506 | 2.402 | 2.357 | 2.3176 | 2.2762 | 2.2354 | 2.2032 | 2.1765 | 2.1533 | 2.1365
Res. Cooking (FS) | Baseline uncompeted | Northwest, Great Basin, California, Rocky Mountains, Upper Midwest, Lower Midwest, Lakes/Mid-Atl., Texas, Southwest, Southeast, Northeast | Residential (New), Residential (Existing) | Cooking | -9.3568 | 46.09 | 39.4385 | 446.2676 | 30.3573 | 30.4275 | 30.4975 | 30.5766 | 30.6779 | 30.799 | 30.9449 | 31.1195 | 31.3231 | 31.5394 | 31.7718 | 32.0195 | 32.2794 | 32.5455 | 32.8177 | 33.0992 | 33.389 | 33.6846 | 33.9875 | 34.2973 | 34.6124 | 34.9293 | 35.2473 | 35.5627 | 35.8727 | 36.1753
Res. Cooking (FS) | Efficient uncompeted | Northwest, Great Basin, California, Rocky Mountains, Upper Midwest, Lower Midwest, Lakes/Mid-Atl., Texas, Southwest, Southeast, Northeast | Residential (New), Residential (Existing) | Cooking | -9.3568 | 46.09 | 39.4385 | 446.2676 | 28.9628 | 27.6446 | 26.3294 | 25.0219 | 23.7451 | 22.5085 | 21.3385 | 20.2407 | 19.1432 | 18.09 | 17.0333 | 16.064 | 15.7961 | 15.8612 | 15.925 | 16.0187 | 16.1336 | 16.2889 | 16.4302 | 16.5829 | 16.7492 | 16.8726 | 17.0098 | 17.1497 | 17.2708 | 17.3992
Res. Cooking (FS) | Baseline competed | Northwest, Great Basin, California, Rocky Mountains, Upper Midwest, Lower Midwest, Lakes/Mid-Atl., Texas, Southwest, Southeast, Northeast | Residential (New), Residential (Existing) | Cooking | -9.3568 | 46.09 | 39.4385 | 446.2676 | 30.3573 | 30.4275 | 30.4975 | 30.5766 | 30.6779 | 30.799 | 30.9449 | 31.1195 | 31.3231 | 31.5394 | 31.7718 | 32.0195 | 32.2794 | 32.5455 | 32.8177 | 33.0992 | 33.389 | 33.6846 | 33.9875 | 34.2973 | 34.6124 | 34.9293 | 35.2473 | 35.5627 | 35.8727 | 36.1753
Res. Cooking (FS) | Efficient competed | Northwest, Great Basin, California, Rocky Mountains, Upper Midwest, Lower Midwest, Lakes/Mid-Atl., Texas, Southwest, Southeast, Northeast | Residential (New), Residential (Existing) | Cooking | -9.3568 | 46.09 | 39.4385 | 446.2676 | 28.9628 | 27.6446 | 26.3294 | 25.0219 | 23.7451 | 22.5085 | 21.3385 | 20.2407 | 19.1432 | 18.09 | 17.0333 | 16.064 | 15.7961 | 15.8612 | 15.925 | 16.0187 | 16.1336 | 16.2889 | 16.4302 | 16.5829 | 16.7492 | 16.8726 | 17.0098 | 17.1497 | 17.2708 | 17.3992

## Total CO2
ECM Name | Results Scenario | Climate Zones | Building Classes | End Uses | IRR (%),2050 | Payback (years),2050 | CCE ($/MMBtu saved),2050 | CCC ($/tCO2 avoided),2050 | 2025 (Mt) | 2026 (Mt) | 2027 (Mt) | 2028 (Mt) | 2029 (Mt) | 2030 (Mt) | 2031 (Mt) | 2032 (Mt) | 2033 (Mt) | 2034 (Mt) | 2035 (Mt) | 2036 (Mt) | 2037 (Mt) | 2038 (Mt) | 2039 (Mt) | 2040 (Mt) | 2041 (Mt) | 2042 (Mt) | 2043 (Mt) | 2044 (Mt) | 2045 (Mt) | 2046 (Mt) | 2047 (Mt) | 2048 (Mt) | 2049 (Mt) | 2050 (Mt)
All ECMs | Baseline competed | [7 empty] | 886.4798 | 837.6187 | 788.4823 | 749.7871 | 723.0513 | 695.356 | 685.6109 | 679.1854 | 678.3008 | 673.1467 | 671.5498 | 669.6721 | 668.6454 | 667.8872 | 666.5705 | 665.1306 | 666.6688 | 667.5696 | 666.7551 | 661.3701 | 659.9544 | 656.0209 | 653.8568 | 652.0458 | 652.5543 | 650.7935
All ECMs | Efficient competed | [7 empty] | 868.374 | 803.4757 | 740.1961 | 688.5241 | 649.3761 | 603.4606 | 576.731 | 554.5422 | 538.2797 | 519.4029 | 503.6523 | 489.6756 | 478.2105 | 469.5032 | 460.9693 | 453.6709 | 449.2063 | 444.8007 | 439.3292 | 430.92 | 425.3939 | 418.5341 | 413.5073 | 408.6755 | 405.9114 | 401.1758
All ECMs | Baseline competed - efficient competed | All | All | All |  |  |  |  | 18.1058 | 34.143 | 48.2863 | 61.263 | 73.6752 | 91.8954 | 108.8799 | 124.6432 | 140.0211 | 153.7438 | 167.8975 | 179.9965 | 190.4349 | 198.384 | 205.6012 | 211.4597 | 217.4625 | 222.7688 | 227.426 | 230.4501 | 234.5606 | 237.4867 | 240.3495 | 243.3703 | 246.6429 | 249.6176
All ECMs | Baseline competed - efficient competed | Northwest | All | All |  |  |  |  | 0.63551 | 1.2188 | 1.7951 | 2.3718 | 2.9085 | 3.6376 | 4.3141 | 4.955 | 5.6018 | 6.1876 | 6.7635 | 7.2541 | 7.6154 | 7.8688 | 8.1275 | 8.3595 | 8.6296 | 8.817 | 9.0358 | 9.2132 | 9.3948 | 9.4023 | 9.5035 | 9.6813 | 9.7901 | 9.8679
All ECMs | Baseline competed - efficient competed | Great Basin | All | All |  |  |  |  | 0.51685 | 1.0043 | 1.4659 | 1.8898 | 2.1974 | 2.6884 | 3.1244 | 3.5871 | 3.9745 | 4.4632 | 4.9273 | 5.2799 | 5.4667 | 5.4084 | 5.6045 | 5.7564 | 5.9775 | 6.1914 | 6.393 | 6.6007 | 6.762 | 6.8995 | 7.0852 | 7.2541 | 7.3934 | 7.5455
All ECMs | Baseline competed - efficient competed | California | All | All |  |  |  |  | 1.0429 | 2.0883 | 3.1041 | 4.1144 | 5.0947 | 6.5186 | 7.8319 | 9.0267 | 10.2259 | 11.356 | 12.4435 | 13.3592 | 14.1278 | 14.7425 | 15.2799 | 15.7566 | 16.1676 | 16.5676 | 16.8846 | 17.2193 | 17.5162 | 17.5352 | 17.6763 | 17.871 | 18.1142 | 18.3852
All ECMs | Baseline competed - efficient competed | Rocky Mountains | All | All |  |  |  |  | 0.47173 | 0.88723 | 1.2048 | 1.4401 | 1.7617 | 2.1242 | 2.5059 | 2.877 | 3.2685 | 3.6175 | 3.942 | 4.2587 | 4.5225 | 4.8299 | 5.0129 | 5.2137 | 5.3812 | 5.5359 | 5.6899 | 5.8296 | 5.9579 | 6.1139 | 6.2446 | 6.3678 | 6.4841 | 6.5854
All ECMs | Baseline competed - efficient competed | Upper Midwest | All | All |  |  |  |  | 2.0464 | 3.8024 | 5.3238 | 6.5606 | 7.6512 | 9.3421 | 11.1181 | 12.7203 | 14.5191 | 16.0089 | 17.5589 | 19.0122 | 20.3837 | 20.615 | 21.2674 | 21.7699 | 22.3931 | 22.9915 | 23.3912 | 23.9023 | 24.1241 | 24.3522 | 24.744 | 25.0614 | 25.3599 | 25.4078
All ECMs | Baseline competed - efficient competed | Lower Midwest | All | All |  |  |  |  | 0.9013 | 1.6631 | 2.3151 | 2.8329 | 3.3588 | 4.0747 | 4.7684 | 5.5052 | 6.2509 | 6.8584 | 7.5138 | 8.1558 | 8.7514 | 9.222 | 9.4799 | 9.8011 | 10.0792 | 10.3427 | 10.541 | 10.8174 | 11.1015 | 11.2776 | 11.379 | 11.5923 | 11.7947 | 12.191
All ECMs | Baseline competed - efficient competed | Lakes/Mid-Atl. | All | All |  |  |  |  | 4.4137 | 8.5775 | 12.5241 | 16.2476 | 19.6236 | 23.7958 | 27.8799 | 31.7803 | 35.3615 | 38.4754 | 41.6755 | 44.8246 | 47.4497 | 49.8922 | 51.7445 | 53.467 | 54.9142 | 56.1076 | 57.2316 | 58.2998 | 59.0942 | 59.8261 | 60.4943 | 60.8268 | 61.5671 | 62.0032
All ECMs | Baseline competed - efficient competed | Texas | All | All |  |  |  |  | 1.2878 | 2.3784 | 3.3777 | 4.2619 | 5.1607 | 6.6461 | 7.9486 | 9.0959 | 10.3309 | 11.5563 | 12.69 | 13.5423 | 13.8033 | 14.5026 | 15.1071 | 15.6127 | 16.2568 | 16.6668 | 16.9778 | 17.3318 | 17.7133 | 17.8984 | 18.2777 | 18.4474 | 18.6736 | 19.0115
All ECMs | Baseline competed - efficient competed | Southwest | All | All |  |  |  |  | 0.38595 | 0.73303 | 0.95399 | 1.1395 | 1.3627 | 1.8082 | 2.1467 | 2.4382 | 2.6235 | 2.9247 | 3.2308 | 3.487 | 3.7371 | 3.9528 | 4.1229 | 4.3429 | 4.5394 | 4.6951 | 4.9154 | 5.0653 | 5.2237 | 5.6037 | 5.7258 | 5.8389 | 6.1328 | 6.2438
All ECMs | Baseline competed - efficient competed | Southeast | All | All |  |  |  |  | 4.5863 | 8.2339 | 11.0131 | 13.5649 | 16.1457 | 20.9311 | 25.1353 | 28.8786 | 32.406 | 35.183 | 38.4304 | 40.8721 | 43.4188 | 45.1731 | 46.8289 | 47.9081 | 48.9908 | 50.1541 | 51.1699 | 50.5209 | 51.5915 | 52.0956 | 52.3185 | 53.1265 | 53.6392 | 54.2933
All ECMs | Baseline competed - efficient competed | Northeast | All | All |  |  |  |  | 1.8173 | 3.556 | 5.2086 | 6.8394 | 8.4104 | 10.3287 | 12.1068 | 13.7789 | 15.4584 | 17.1128 | 18.7217 | 19.9506 | 21.1586 | 22.1767 | 23.0256 | 23.4719 | 24.133 | 24.6991 | 25.1958 | 25.6498 | 26.0813 | 26.4821 | 26.9005 | 27.3029 | 27.6938 | 28.083
All ECMs | Baseline competed - efficient competed | All | Residential (New) | All |  |  |  |  | 2.2568 | 4.254 | 6.0192 | 7.649 | 9.2022 | 11.1096 | 12.9271 | 14.7012 | 16.6352 | 18.3988 | 20.1992 | 21.9549 | 23.6409 | 25.4534 | 27.2381 | 28.795 | 30.46 | 32.1007 | 33.693 | 34.9897 | 36.5544 | 37.9216 | 39.2824 | 40.6845 | 42.1169 | 43.4541
All ECMs | Baseline competed - efficient competed | All | Residential (Existing) | All |  |  |  |  | 11.1129 | 20.8348 | 29.2338 | 36.7705 | 43.8133 | 53.1425 | 61.891 | 70.1237 | 78.3275 | 85.6503 | 93.0584 | 100.0223 | 105.8879 | 109.3878 | 112.4645 | 114.6237 | 117.0868 | 119.2584 | 121.0379 | 121.8268 | 123.0948 | 123.8247 | 124.4338 | 124.9768 | 125.6753 | 125.8978
All ECMs | Baseline competed - efficient competed | All | Commercial (New) | All |  |  |  |  | 1.5752 | 3.0275 | 4.3925 | 5.7734 | 7.1996 | 9.3992 | 11.5865 | 13.7191 | 15.7601 | 17.6604 | 19.8681 | 21.7772 | 23.5803 | 25.2886 | 26.9259 | 28.5063 | 30.0432 | 31.5366 | 32.9975 | 34.3243 | 35.817 | 37.131 | 38.4848 | 39.9332 | 41.4311 | 43.0706
All ECMs | Baseline competed - efficient competed | All | Commercial (Existing) | All |  |  |  |  | 3.1609 | 6.0267 | 8.6408 | 11.0701 | 13.4601 | 18.2442 | 22.4752 | 26.0991 | 29.2984 | 32.0343 | 34.7717 | 36.2421 | 37.3258 | 38.2542 | 38.9727 | 39.5347 | 39.8725 | 39.8731 | 39.6975 | 39.3094 | 39.0944 | 38.6093 | 38.1485 | 37.7759 | 37.4196 | 37.1951
All ECMs | Baseline competed - efficient competed | All | All | Heating (Equip.) |  |  |  |  | 8.5592 | 16.424 | 23.6074 | 30.3077 | 36.5948 | 44.0281 | 51.0102 | 57.5954 | 63.5476 | 68.7846 | 73.8721 | 78.7364 | 83.247 | 87.3769 | 91.3458 | 94.3374 | 97.2369 | 99.8389 | 102.1431 | 104.1657 | 106.057 | 107.3749 | 108.6332 | 109.8265 | 111.0056 | 111.9102
All ECMs | Baseline competed - efficient competed | All | All | Cooling (Equip.) |  |  |  |  | 0.35434 | 0.67454 | 0.96952 | 1.2546 | 1.5452 | 4.2841 | 6.5655 | 8.5929 | 10.4908 | 12.166 | 13.833 | 15.3347 | 16.7761 | 18.2456 | 19.59 | 20.7663 | 22.0746 | 23.196 | 24.1284 | 24.3743 | 25.219 | 25.9373 | 26.5765 | 27.2721 | 28.1068 | 29.0519
All ECMs | Baseline competed - efficient competed | All | All | Heating (Env.) |  |  |  |  | 0 | 0 | 0 | 0 | 0 | 0 | 0 | 0 | 0 | 0 | 0 | 0 | 0 | 0 | 0 | 0 | 0 | 0 | 0 | 0 | 0 | 0 | 0 | 0 | 0 | 0
All ECMs | Baseline competed - efficient competed | All | All | Cooling (Env.) |  |  |  |  | 0 | 0 | 0 | 0 | 0 | 0 | 0 | 0 | 0 | 0 | 0 | 0 | 0 | 0 | 0 | 0 | 0 | 0 | 0 | 0 | 0 | 0 | 0 | 0 | 0 | 0
All ECMs | Baseline competed - efficient competed | All | All | Ventilation |  |  |  |  | 0.000182 | 0.00032 | 0.000419 | 0.000491 | 0.000552 | 0.022653 | 0.040881 | 0.055983 | 0.069218 | 0.079339 | 0.088339 | 0.094804 | 0.10178 | 0.10796 | 0.11225 | 0.1095 | 0.10732 | 0.10499 | 0.10177 | 0.09751 | 0.093414 | 0.088766 | 0.085208 | 0.081426 | 0.07916 | 0.076359
All ECMs | Baseline competed - efficient competed | All | All | Lighting |  |  |  |  | 1.6911 | 2.8509 | 3.5192 | 3.9169 | 4.2518 | 4.624 | 4.8566 | 4.835 | 4.795 | 4.5717 | 4.9142 | 4.6985 | 4.6082 | 4.599 | 4.5403 | 4.6495 | 4.7671 | 4.8121 | 4.7708 | 4.5415 | 4.6627 | 4.5414 | 4.4634 | 4.3779 | 4.3933 | 4.1825
All ECMs | Baseline competed - efficient competed | All | All | Water Heating |  |  |  |  | 5.7755 | 10.677 | 14.7772 | 18.4191 | 21.9098 | 27.7852 | 33.461 | 38.8717 | 44.7399 | 49.9787 | 55.3938 | 60.3047 | 64.4189 | 66.4812 | 68.1796 | 69.6548 | 71.177 | 72.5582 | 73.7805 | 74.5428 | 75.5927 | 76.3535 | 77.2053 | 78.14 | 79.1559 | 80.2486
All ECMs | Baseline competed - efficient competed | All | All | Refrigeration |  |  |  |  | 0.10487 | 0.18462 | 0.24029 | 0.28106 | 0.31642 | 0.44179 | 0.56025 | 0.67044 | 0.78691 | 0.8871 | 0.99385 | 1.0917 | 1.1903 | 1.2732 | 1.3432 | 1.4076 | 1.4691 | 1.5012 | 1.5113 | 1.4907 | 1.4868 | 1.4706 | 1.4656 | 1.4583 | 1.463 | 1.4555
All ECMs | Baseline competed - efficient competed | All | All | Cooking |  |  |  |  | 0.78803 | 1.8827 | 3.3075 | 4.9257 | 6.6934 | 8.468 | 10.152 | 11.7865 | 13.2996 | 14.9447 | 16.5149 | 17.4429 | 17.7789 | 17.9862 | 18.1952 | 18.3362 | 18.4258 | 18.5489 | 18.7852 | 19.0784 | 19.3478 | 19.6405 | 19.8553 | 20.1625 | 20.3758 | 20.6594
All ECMs | Baseline competed - efficient competed | All | All | Computers and Electronics |  |  |  |  | 0.55966 | 0.96449 | 1.2262 | 1.3972 | 1.49 | 1.2987 | 1.172 | 1.0489 | 0.96996 | 0.89469 | 0.8352 | 0.77389 | 0.72309 | 0.67553 | 0.63111 | 0.59109 | 0.55995 | 0.52971 | 0.49774 | 0.46203 | 0.43365 | 0.4061 | 0.38418 | 0.36368 | 0.34951 | 0.33316
All ECMs | Baseline competed - efficient competed | All | All | Other |  |  |  |  | 0.27291 | 0.48448 | 0.63851 | 0.76026 | 0.8733 | 0.94286 | 1.0614 | 1.1864 | 1.3222 | 1.4369 | 1.4521 | 1.519 | 1.5907 | 1.6384 | 1.6637 | 1.6073 | 1.6447 | 1.6789 | 1.7071 | 1.6971 | 1.6675 | 1.6735 | 1.6809 | 1.6879 | 1.7139 | 1.7
90.1 Com. N-Elec. Env. | Baseline uncompeted | Northwest, Great Basin, California, Rocky Mountains, Upper Midwest, Lower Midwest, Lakes/Mid-Atl., Texas, Southwest, Southeast, Northeast | Commercial (New), Commercial (Existing) | Heating (Equip.) | 4.9333 | 12.533 | 14.2908 | 261.7143 | 105.8607 | 107.3011 | 108.1953 | 108.7497 | 108.7841 | 108.5797 | 108.326 | 107.9797 | 107.4356 | 106.8069 | 106.1131 | 105.445 | 104.7261 | 103.8498 | 103.0143 | 102.1425 | 101.2565 | 100.4106 | 99.6543 | 98.9957 | 98.238 | 97.3415 | 96.5359 | 95.836 | 95.1247 | 94.3289
90.1 Com. N-Elec. Env. | Efficient uncompeted | Northwest, Great Basin, California, Rocky Mountains, Upper Midwest, Lower Midwest, Lakes/Mid-Atl., Texas, Southwest, Southeast, Northeast | Commercial (New), Commercial (Existing) | Heating (Equip.) | 4.9333 | 12.533 | 14.2908 | 261.7143 | 105.0822 | 105.7509 | 105.8879 | 105.6979 | 105.0145 | 104.1195 | 103.2004 | 102.2184 | 101.0754 | 99.8783 | 98.6446 | 97.4578 | 96.2458 | 94.9111 | 93.6347 | 92.3447 | 91.0615 | 89.8336 | 88.7042 | 87.6785 | 86.591 | 85.5022 | 84.5483 | 83.6951 | 82.8267 | 81.881
90.1 Com. N-Elec. Env. | Baseline competed | Northwest, Great Basin, California, Rocky Mountains, Upper Midwest, Lower Midwest, Lakes/Mid-Atl., Texas, Southwest, Southeast, Northeast | Commercial (New), Commercial (Existing) | Heating (Equip.) | 4.9333 | 12.533 | 14.2908 | 261.7143 | 0 | 0 | 0 | 0 | 0 | 0 | 0 | 0 | 0 | 0 | 0 | 0 | 0 | 0 | 0 | 0 | 0 | 0 | 0 | 0 | 0 | 0 | 0 | 0 | 0 | 0
90.1 Com. N-Elec. Env. | Efficient competed | Northwest, Great Basin, California, Rocky Mountains, Upper Midwest, Lower Midwest, Lakes/Mid-Atl., Texas, Southwest, Southeast, Northeast | Commercial (New), Commercial (Existing) | Heating (Equip.) | 4.9333 | 12.533 | 14.2908 | 261.7143 | 0 | 0 | 0 | 0 | 0 | 0 | 0 | 0 | 0 | 0 | 0 | 0 | 0 | 0 | 0 | 0 | 0 | 0 | 0 | 0 | 0 | 0 | 0 | 0 | 0 | 0
Best Com. ASHP, Env., PC (EE+DF-FS) | Baseline uncompeted | California, Upper Midwest, Lower Midwest, Texas, Southwest, Southeast | Commercial (New), Commercial (Existing) | Heating (Equip.), Cooling (Equip.), Ventilation | -4.2368 | 34.983 | 41.4631 | 657.678 | 46.8021 | 43.8077 | 40.8165 | 38.7622 | 37.6741 | 35.2379 | 34.5227 | 33.7741 | 33.5277 | 33.0219 | 33.2206 | 32.8737 | 32.5132 | 32.3161 | 31.9611 | 31.6766 | 31.3755 | 31.0811 | 30.7197 | 30.1164 | 30.4189 | 29.951 | 29.5789 | 29.3256 | 29.0748 | 28.459
Best Com. ASHP, Env., PC (EE+DF-FS) | Efficient uncompeted | California, Upper Midwest, Lower Midwest, Texas, Southwest, Southeast | Commercial (New), Commercial (Existing) | Heating (Equip.), Cooling (Equip.), Ventilation | -4.2368 | 34.983 | 41.4631 | 657.678 | 45.5612 | 41.2771 | 36.9367 | 33.4969 | 30.9805 | 27.7024 | 25.7032 | 23.7027 | 22.286 | 20.5955 | 18.7131 | 17.2101 | 15.699 | 14.3677 | 12.8377 | 10.9954 | 10.2969 | 10.133 | 9.9004 | 9.4623 | 9.0453 | 8.7506 | 8.561 | 8.4486 | 8.3016 | 7.9293
Best Com. ASHP, Env., PC (EE+DF-FS) | Baseline competed | California, Upper Midwest, Lower Midwest, Texas, Southwest, Southeast | Commercial (New), Commercial (Existing) | Heating (Equip.), Cooling (Equip.), Ventilation | -4.2368 | 34.983 | 41.4631 | 657.678 | 0 | 0 | 0 | 0 | 0 | 0 | 0 | 0 | 0 | 0 | 0 | 0 | 0 | 0 | 0 | 0 | 0 | 0 | 0 | 0 | 0 | 0 | 0 | 0 | 0 | 0
Best Com. ASHP, Env., PC (EE+DF-FS) | Efficient competed | California, Upper Midwest, Lower Midwest, Texas, Southwest, Southeast | Commercial (New), Commercial (Existing) | Heating (Equip.), Cooling (Equip.), Ventilation | -4.2368 | 34.983 | 41.4631 | 657.678 | 0 | 0 | 0 | 0 | 0 | 0 | 0 | 0 | 0 | 0 | 0 | 0 | 0 | 0 | 0 | 0 | 0 | 0 | 0 | 0 | 0 | 0 | 0 | 0 | 0 | 0
Best Com. ASHP, Env., PC (EE+DF-FS) CC | Baseline uncompeted | Northwest, Great Basin, Rocky Mountains, Upper Midwest, Lakes/Mid-Atl., Northeast | Commercial (New), Commercial (Existing) | Heating (Equip.), Cooling (Equip.), Ventilation | -8.9159 | 68.4997 | 68.4741 | 892.4258 | 61.5381 | 61.2012 | 60.6139 | 59.8411 | 58.8534 | 52.6538 | 52.1401 | 51.7831 | 51.2437 | 50.6664 | 53.2575 | 52.5985 | 52.1814 | 51.6542 | 51.1655 | 44.491 | 44.1603 | 43.8022 | 43.4479 | 43.1104 | 44.0489 | 43.6192 | 43.2114 | 42.7398 | 42.4278 | 41.1916
Best Com. ASHP, Env., PC (EE+DF-FS) CC | Efficient uncompeted | Northwest, Great Basin, Rocky Mountains, Upper Midwest, Lakes/Mid-Atl., Northeast | Commercial (New), Commercial (Existing) | Heating (Equip.), Cooling (Equip.), Ventilation | -8.9159 | 68.4997 | 68.4741 | 892.4258 | 59.4744 | 56.9302 | 54.0093 | 50.7159 | 47.0868 | 39.9681 | 37.2501 | 34.7417 | 32.098 | 29.437 | 28.1451 | 25.2335 | 22.7521 | 20.0609 | 17.5857 | 13.6572 | 12.4632 | 12.1196 | 11.9564 | 11.7444 | 11.42 | 11.1638 | 10.919 | 10.505 | 10.3606 | 9.849
Best Com. ASHP, Env., PC (EE+DF-FS) CC | Baseline competed | Northwest, Great Basin, Rocky Mountains, Upper Midwest, Lakes/Mid-Atl., Northeast | Commercial (New), Commercial (Existing) | Heating (Equip.), Cooling (Equip.), Ventilation | -8.9159 | 68.4997 | 68.4741 | 892.4258 | 0 | 0 | 0 | 0 | 0 | 0 | 0 | 0 | 0 | 0 | 0 | 0 | 0 | 0 | 0 | 0 | 0 | 0 | 0 | 0 | 0 | 0 | 0 | 0 | 0 | 0
Best Com. ASHP, Env., PC (EE+DF-FS) CC | Efficient competed | Northwest, Great Basin, Rocky Mountains, Upper Midwest, Lakes/Mid-Atl., Northeast | Commercial (New), Commercial (Existing) | Heating (Equip.), Cooling (Equip.), Ventilation | -8.9159 | 68.4997 | 68.4741 | 892.4258 | 0 | 0 | 0 | 0 | 0 | 0 | 0 | 0 | 0 | 0 | 0 | 0 | 0 | 0 | 0 | 0 | 0 | 0 | 0 | 0 | 0 | 0 | 0 | 0 | 0 | 0
Best Com. ASHP, Env., PC (EE+DF-LFL) | Baseline uncompeted | California, Upper Midwest, Lower Midwest, Texas, Southwest, Southeast | Commercial (New), Commercial (Existing) | Heating (Equip.), Cooling (Equip.), Ventilation | -2.919 | 29.5604 | 40.7356 | 3101.9032 | 4.7225 | 4.0554 | 3.4065 | 2.962 | 2.7093 | 2.4723 | 2.3245 | 2.1814 | 2.1392 | 2.0509 | 1.9115 | 1.8589 | 1.8027 | 1.7791 | 1.7245 | 1.6295 | 1.5899 | 1.5554 | 1.5014 | 1.413 | 1.349 | 1.2893 | 1.2481 | 1.2185 | 1.1873 | 1.1407
Best Com. ASHP, Env., PC (EE+DF-LFL) | Efficient uncompeted | California, Upper Midwest, Lower Midwest, Texas, Southwest, Southeast | Commercial (New), Commercial (Existing) | Heating (Equip.), Cooling (Equip.), Ventilation | -2.919 | 29.5604 | 40.7356 | 3101.9032 | 4.6657 | 3.9583 | 3.2848 | 2.8211 | 2.5492 | 2.3028 | 2.1394 | 1.9846 | 1.9232 | 1.8223 | 1.6493 | 1.5825 | 1.5156 | 1.4761 | 1.4134 | 1.3133 | 1.2801 | 1.2523 | 1.2102 | 1.1387 | 1.0774 | 1.0305 | 0.99699 | 0.97387 | 0.94918 | 0.90625
Best Com. ASHP, Env., PC (EE+DF-LFL) | Baseline competed | California, Upper Midwest, Lower Midwest, Texas, Southwest, Southeast | Commercial (New), Commercial (Existing) | Heating (Equip.), Cooling (Equip.), Ventilation | -2.919 | 29.5604 | 40.7356 | 3101.9032 | 0 | 0 | 0 | 0 | 0 | 0 | 0 | 0 | 0 | 0 | 0 | 0 | 0 | 0 | 0 | 0 | 0 | 0 | 0 | 0 | 0 | 0 | 0 | 0 | 0 | 0
Best Com. ASHP, Env., PC (EE+DF-LFL) | Efficient competed | California, Upper Midwest, Lower Midwest, Texas, Southwest, Southeast | Commercial (New), Commercial (Existing) | Heating (Equip.), Cooling (Equip.), Ventilation | -2.919 | 29.5604 | 40.7356 | 3101.9032 | 0 | 0 | 0 | 0 | 0 | 0 | 0 | 0 | 0 | 0 | 0 | 0 | 0 | 0 | 0 | 0 | 0 | 0 | 0 | 0 | 0 | 0 | 0 | 0 | 0 | 0
Best Com. ASHP, Env., PC (EE+DF-LFL) CC | Baseline uncompeted | Northwest, Great Basin, Rocky Mountains, Upper Midwest, Lakes/Mid-Atl., Northeast | Commercial (New), Commercial (Existing) | Heating (Equip.), Cooling (Equip.), Ventilation | -7.8294 | 57.995 | 86.0905 | 4957.9201 | 3.572 | 3.2762 | 2.9776 | 2.6647 | 2.3827 | 2.1336 | 2.0274 | 1.9635 | 1.8802 | 1.7918 | 1.7356 | 1.6501 | 1.6066 | 1.5489 | 1.5092 | 1.3671 | 1.3514 | 1.3274 | 1.2966 | 1.2618 | 1.2176 | 1.1791 | 1.143 | 1.0895 | 1.0674 | 1.0132
Best Com. ASHP, Env., PC (EE+DF-LFL) CC | Efficient uncompeted | Northwest, Great Basin, Rocky Mountains, Upper Midwest, Lakes/Mid-Atl., Northeast | Commercial (New), Commercial (Existing) | Heating (Equip.), Cooling (Equip.), Ventilation | -7.8294 | 57.995 | 86.0905 | 4957.9201 | 3.5316 | 3.2031 | 2.8791 | 2.5486 | 2.2535 | 1.9981 | 1.8771 | 1.7967 | 1.7008 | 1.6022 | 1.525 | 1.4297 | 1.3771 | 1.3148 | 1.2664 | 1.1223 | 1.1058 | 1.0853 | 1.0601 | 1.0325 | 0.99144 | 0.96032 | 0.93062 | 0.88629 | 0.8686 | 0.82252
Best Com. ASHP, Env., PC (EE+DF-LFL) CC | Baseline competed | Northwest, Great Basin, Rocky Mountains, Upper Midwest, Lakes/Mid-Atl., Northeast | Commercial (New), Commercial (Existing) | Heating (Equip.), Cooling (Equip.), Ventilation | -7.8294 | 57.995 | 86.0905 | 4957.9201 | 0 | 0 | 0 | 0 | 0 | 0 | 0 | 0 | 0 | 0 | 0 | 0 | 0 | 0 | 0 | 0 | 0 | 0 | 0 | 0 | 0 | 0 | 0 | 0 | 0 | 0
Best Com. ASHP, Env., PC (EE+DF-LFL) CC | Efficient competed | Northwest, Great Basin, Rocky Mountains, Upper Midwest, Lakes/Mid-Atl., Northeast | Commercial (New), Commercial (Existing) | Heating (Equip.), Cooling (Equip.), Ventilation | -7.8294 | 57.995 | 86.0905 | 4957.9201 | 0 | 0 | 0 | 0 | 0 | 0 | 0 | 0 | 0 | 0 | 0 | 0 | 0 | 0 | 0 | 0 | 0 | 0 | 0 | 0 | 0 | 0 | 0 | 0 | 0 | 0
Best Com. ASHP, Env., PC (EE+DF-RST) | Baseline uncompeted | California, Upper Midwest, Lower Midwest, Texas, Southwest, Southeast | Commercial (New), Commercial (Existing) | Heating (Equip.), Cooling (Equip.), Ventilation | 4.995 | 12.8268 | 23.3416 | 1436.6883 | 15.9288 | 13.8039 | 11.7292 | 10.3232 | 9.5741 | 9.0789 | 8.658 | 8.2308 | 8.1761 | 7.9314 | 7.3551 | 7.24 | 7.1105 | 7.1023 | 6.9607 | 6.5957 | 6.5174 | 6.4432 | 6.2954 | 5.9831 | 5.7302 | 5.5557 | 5.4438 | 5.3858 | 5.311 | 5.1455
Best Com. ASHP, Env., PC (EE+DF-RST) | Efficient uncompeted | California, Upper Midwest, Lower Midwest, Texas, Southwest, Southeast | Commercial (New), Commercial (Existing) | Heating (Equip.), Cooling (Equip.), Ventilation | 4.995 | 12.8268 | 23.3416 | 1436.6883 | 15.6752 | 13.3702 | 11.1852 | 9.6904 | 8.8523 | 8.3414 | 7.8472 | 7.3689 | 7.2243 | 6.9185 | 6.0829 | 5.8892 | 5.6965 | 5.6342 | 5.4881 | 5.0862 | 5.0226 | 4.9644 | 4.8563 | 4.6139 | 4.3402 | 4.2107 | 4.1187 | 4.0729 | 4.0148 | 3.8353
Best Com. ASHP, Env., PC (EE+DF-RST) | Baseline competed | California, Upper Midwest, Lower Midwest, Texas, Southwest, Southeast | Commercial (New), Commercial (Existing) | Heating (Equip.), Cooling (Equip.), Ventilation | 4.995 | 12.8268 | 23.3416 | 1436.6883 | 0 | 0 | 0 | 0 | 0 | 0 | 0 | 0 | 0 | 0 | 0 | 0 | 0 | 0 | 0 | 0 | 0 | 0 | 0 | 0 | 0 | 0 | 0 | 0 | 0 | 0
Best Com. ASHP, Env., PC (EE+DF-RST) | Efficient competed | California, Upper Midwest, Lower Midwest, Texas, Southwest, Southeast | Commercial (New), Commercial (Existing) | Heating (Equip.), Cooling (Equip.), Ventilation | 4.995 | 12.8268 | 23.3416 | 1436.6883 | 0 | 0 | 0 | 0 | 0 | 0 | 0 | 0 | 0 | 0 | 0 | 0 | 0 | 0 | 0 | 0 | 0 | 0 | 0 | 0 | 0 | 0 | 0 | 0 | 0 | 0
Best Com. ASHP, Env., PC (EE+DF-RST) CC | Baseline uncompeted | Northwest, Great Basin, Rocky Mountains, Upper Midwest, Lakes/Mid-Atl., Northeast | Commercial (New), Commercial (Existing) | Heating (Equip.), Cooling (Equip.), Ventilation | 0.8172 | 19.2249 | 36.102 | 1594.1313 | 11.1811 | 10.377 | 9.5475 | 8.6421 | 7.8111 | 7.3244 | 7.0486 | 6.9144 | 6.7026 | 6.4642 | 6.3068 | 6.0717 | 5.9824 | 5.8231 | 5.7425 | 5.2621 | 5.2543 | 5.2168 | 5.1535 | 5.0769 | 4.9407 | 4.837 | 4.7454 | 4.5779 | 4.5318 | 4.32
Best Com. ASHP, Env., PC (EE+DF-RST) CC | Efficient uncompeted | Northwest, Great Basin, Rocky Mountains, Upper Midwest, Lakes/Mid-Atl., Northeast | Commercial (New), Commercial (Existing) | Heating (Equip.), Cooling (Equip.), Ventilation | 0.8172 | 19.2249 | 36.102 | 1594.1313 | 10.95 | 9.9581 | 8.9812 | 7.9716 | 7.0642 | 6.5593 | 6.1988 | 5.9719 | 5.6842 | 5.3855 | 5.0465 | 4.7524 | 4.5932 | 4.4233 | 4.3359 | 3.8834 | 3.8773 | 3.8478 | 3.8011 | 3.7436 | 3.6099 | 3.5332 | 3.4647 | 3.3389 | 3.3053 | 3.1222
Best Com. ASHP, Env., PC (EE+DF-RST) CC | Baseline competed | Northwest, Great Basin, Rocky Mountains, Upper Midwest, Lakes/Mid-Atl., Northeast | Commercial (New), Commercial (Existing) | Heating (Equip.), Cooling (Equip.), Ventilation | 0.8172 | 19.2249 | 36.102 | 1594.1313 | 0 | 0 | 0 | 0 | 0 | 0 | 0 | 0 | 0 | 0 | 0 | 0 | 0 | 0 | 0 | 0 | 0 | 0 | 0 | 0 | 0 | 0 | 0 | 0 | 0 | 0
Best Com. ASHP, Env., PC (EE+DF-RST) CC | Efficient competed | Northwest, Great Basin, Rocky Mountains, Upper Midwest, Lakes/Mid-Atl., Northeast | Commercial (New), Commercial (Existing) | Heating (Equip.), Cooling (Equip.), Ventilation | 0.8172 | 19.2249 | 36.102 | 1594.1313 | 0 | 0 | 0 | 0 | 0 | 0 | 0 | 0 | 0 | 0 | 0 | 0 | 0 | 0 | 0 | 0 | 0 | 0 | 0 | 0 | 0 | 0 | 0 | 0 | 0 | 0
Best Com. Chillers, Env., PC (EE+DF) | Baseline uncompeted | Northwest, Great Basin, California, Rocky Mountains, Upper Midwest, Lower Midwest, Lakes/Mid-Atl., Texas, Southwest, Southeast, Northeast | Commercial (New), Commercial (Existing) | Cooling (Equip.), Ventilation | 7.9352 | 10.0668 | 19.1914 | 1007.0733 | 27.1174 | 24.3858 | 21.69 | 19.6843 | 18.4938 | 18.6026 | 18.1305 | 17.7975 | 17.7636 | 17.5129 | 16.2686 | 16.0717 | 16.0582 | 16.1824 | 16.1688 | 15.0323 | 15.1479 | 15.2129 | 15.1791 | 14.8066 | 14.2532 | 14.155 | 14.0842 | 14.0171 | 14.1027 | 13.7943
Best Com. Chillers, Env., PC (EE+DF) | Efficient uncompeted | Northwest, Great Basin, California, Rocky Mountains, Upper Midwest, Lower Midwest, Lakes/Mid-Atl., Texas, Southwest, Southeast, Northeast | Commercial (New), Commercial (Existing) | Cooling (Equip.), Ventilation | 7.9352 | 10.0668 | 19.1914 | 1007.0733 | 26.8863 | 23.9728 | 21.1395 | 19.0164 | 17.7067 | 17.7564 | 17.1712 | 16.7322 | 16.5723 | 16.2114 | 14.8024 | 14.5011 | 14.3832 | 14.3928 | 14.2852 | 13.1755 | 13.2339 | 13.2604 | 13.2444 | 12.9085 | 12.3823 | 12.288 | 12.2142 | 12.1551 | 12.2189 | 11.854
Best Com. Chillers, Env., PC (EE+DF) | Baseline competed | Northwest, Great Basin, California, Rocky Mountains, Upper Midwest, Lower Midwest, Lakes/Mid-Atl., Texas, Southwest, Southeast, Northeast | Commercial (New), Commercial (Existing) | Cooling (Equip.), Ventilation | 7.9352 | 10.0668 | 19.1914 | 1007.0733 | 0.097623 | 0.087954 | 0.078413 | 0.071396 | 0.06737 | 0.064238 | 0.059009 | 0.054625 | 0.051458 | 0.047924 | 0.042672 | 0.03989 | 0.037726 | 0.036025 | 0.034141 | 0.030769 | 0.03024 | 0.029412 | 0.028673 | 0.027056 | 0.024796 | 0.023447 | 0.022225 | 0.021046 | 0.020122 | 0.018742
Best Com. Chillers, Env., PC (EE+DF) | Efficient competed | Northwest, Great Basin, California, Rocky Mountains, Upper Midwest, Lower Midwest, Lakes/Mid-Atl., Texas, Southwest, Southeast, Northeast | Commercial (New), Commercial (Existing) | Cooling (Equip.), Ventilation | 7.9352 | 10.0668 | 19.1914 | 1007.0733 | 0.096759 | 0.086409 | 0.076351 | 0.068889 | 0.064406 | 0.061329 | 0.055949 | 0.051447 | 0.048116 | 0.044475 | 0.039002 | 0.036156 | 0.033939 | 0.032171 | 0.030279 | 0.027114 | 0.026573 | 0.025771 | 0.025117 | 0.023664 | 0.021704 | 0.02058 | 0.019553 | 0.01857 | 0.017793 | 0.016507
Best Com. Chillers, Ice (EE+DF) | Baseline uncompeted | Northwest, Great Basin, California, Rocky Mountains, Upper Midwest, Lower Midwest, Lakes/Mid-Atl., Texas, Southwest, Southeast, Northeast | Commercial (New), Commercial (Existing) | Cooling (Equip.), Ventilation | 999 | 999 | 146.1274 | 999 | 5.93 | 5.3827 | 4.8353 | 4.4009 | 4.0989 | 4.0889 | 3.9527 | 3.856 | 3.8088 | 3.7314 | 3.5001 | 3.3944 | 3.418 | 3.4551 | 3.4452 | 3.0926 | 3.1297 | 3.1537 | 3.154 | 3.1169 | 3.033 | 3.0279 | 3.0202 | 2.9964 | 3.0421 | 2.9807
Best Com. Chillers, Ice (EE+DF) | Efficient uncompeted | Northwest, Great Basin, California, Rocky Mountains, Upper Midwest, Lower Midwest, Lakes/Mid-Atl., Texas, Southwest, Southeast, Northeast | Commercial (New), Commercial (Existing) | Cooling (Equip.), Ventilation | 999 | 999 | 146.1274 | 999 | 5.93 | 5.3827 | 4.8353 | 4.4009 | 4.0989 | 4.0889 | 3.9527 | 3.856 | 3.8088 | 3.7314 | 3.5001 | 3.3944 | 3.418 | 3.4551 | 3.4452 | 3.0926 | 3.1297 | 3.1537 | 3.154 | 3.1169 | 3.033 | 3.0279 | 3.0202 | 2.9964 | 3.0421 | 2.9807
Best Com. Chillers, Ice (EE+DF) | Baseline competed | Northwest, Great Basin, California, Rocky Mountains, Upper Midwest, Lower Midwest, Lakes/Mid-Atl., Texas, Southwest, Southeast, Northeast | Commercial (New), Commercial (Existing) | Cooling (Equip.), Ventilation | 999 | 999 | 146.1274 | 999 | 0 | 0 | 0 | 0 | 0 | 0 | 0 | 0 | 0 | 0 | 0 | 0 | 0 | 0 | 0 | 0 | 0 | 0 | 0 | 0 | 0 | 0 | 0 | 0 | 0 | 0
Best Com. Chillers, Ice (EE+DF) | Efficient competed | Northwest, Great Basin, California, Rocky Mountains, Upper Midwest, Lower Midwest, Lakes/Mid-Atl., Texas, Southwest, Southeast, Northeast | Commercial (New), Commercial (Existing) | Cooling (Equip.), Ventilation | 999 | 999 | 146.1274 | 999 | 0 | 0 | 0 | 0 | 0 | 0 | 0 | 0 | 0 | 0 | 0 | 0 | 0 | 0 | 0 | 0 | 0 | 0 | 0 | 0 | 0 | 0 | 0 | 0 | 0 | 0
Best Com. Lighting (EE+DF) | Baseline uncompeted | Northwest, Great Basin, California, Rocky Mountains, Upper Midwest, Lower Midwest, Lakes/Mid-Atl., Texas, Southwest, Southeast, Northeast | Commercial (New), Commercial (Existing) | Lighting | 41.3691 | 2.2031 | 5.7885 | 325.6078 | -1.1045 | -8.3858 | -15.116 | -20.1105 | -23.0267 | -25.8315 | -26.9377 | -27.7119 | -27.7214 | -28.147 | -28.4231 | -28.626 | -28.4927 | -28.0884 | -27.9627 | -28.2834 | -27.5983 | -27.0343 | -26.7227 | -27.1282 | -26.8236 | -26.623 | -26.3521 | -26.1268 | -25.6332 | -25.3905
Best Com. Lighting (EE+DF) | Efficient uncompeted | Northwest, Great Basin, California, Rocky Mountains, Upper Midwest, Lower Midwest, Lakes/Mid-Atl., Texas, Southwest, Southeast, Northeast | Commercial (New), Commercial (Existing) | Lighting | 41.3691 | 2.2031 | 5.7885 | 325.6078 | -3.3154 | -12.2861 | -20.2252 | -26.1571 | -29.9207 | -33.501 | -35.3277 | -36.4633 | -36.3882 | -36.6484 | -37.5848 | -37.7196 | -37.6803 | -37.4465 | -37.4925 | -37.9753 | -37.4563 | -36.8983 | -36.5016 | -36.6352 | -36.4685 | -36.086 | -35.6945 | -35.3468 | -34.8127 | -34.5323
Best Com. Lighting (EE+DF) | Baseline competed | Northwest, Great Basin, California, Rocky Mountains, Upper Midwest, Lower Midwest, Lakes/Mid-Atl., Texas, Southwest, Southeast, Northeast | Commercial (New), Commercial (Existing) | Lighting | 41.3691 | 2.2031 | 5.7885 | 325.6078 | -0.81293 | -6.1719 | -11.1254 | -14.8013 | -16.9477 | -18.6442 | -19.1043 | -19.3569 | -19.1665 | -19.226 | -19.1237 | -19.0072 | -18.7054 | -18.2602 | -18.0254 | -18.095 | -17.5492 | -17.0851 | -16.7914 | -16.9764 | -16.726 | -16.5538 | -16.3452 | -16.1688 | -15.8376 | -15.3591
Best Com. Lighting (EE+DF) | Efficient competed | Northwest, Great Basin, California, Rocky Mountains, Upper Midwest, Lower Midwest, Lakes/Mid-Atl., Texas, Southwest, Southeast, Northeast | Commercial (New), Commercial (Existing) | Lighting | 41.3691 | 2.2031 | 5.7885 | 325.6078 | -2.4401 | -9.0426 | -14.8857 | -19.2517 | -22.0216 | -24.1663 | -25.0313 | -25.4409 | -25.1415 | -25.0168 | -25.2563 | -25.0039 | -24.6863 | -24.285 | -24.1056 | -24.2312 | -23.7485 | -23.2469 | -22.8609 | -22.851 | -22.6628 | -22.3588 | -22.0598 | -21.795 | -21.4259 | -20.8125
Best Com. N-Elec. Env. | Baseline uncompeted | Northwest, Great Basin, California, Rocky Mountains, Upper Midwest, Lower Midwest, Lakes/Mid-Atl., Texas, Southwest, Southeast, Northeast | Commercial (New), Commercial (Existing) | Heating (Equip.) | 48.343 | 2.0684 | 2.1945 | 40.1127 | 105.8607 | 107.3011 | 108.1953 | 108.7497 | 108.7841 | 108.5797 | 108.326 | 107.9797 | 107.4356 | 106.8069 | 106.1131 | 105.445 | 104.7261 | 103.8498 | 103.0143 | 102.1425 | 101.2565 | 100.4106 | 99.6543 | 98.9957 | 98.238 | 97.3415 | 96.5359 | 95.836 | 95.1247 | 94.3289
Best Com. N-Elec. Env. | Efficient uncompeted | Northwest, Great Basin, California, Rocky Mountains, Upper Midwest, Lower Midwest, Lakes/Mid-Atl., Texas, Southwest, Southeast, Northeast | Commercial (New), Commercial (Existing) | Heating (Equip.) | 48.343 | 2.0684 | 2.1945 | 40.1127 | 104.0926 | 103.8059 | 103.0194 | 101.8962 | 100.2867 | 98.482 | 96.676 | 94.8521 | 92.9326 | 91.0152 | 89.1145 | 87.3019 | 85.5051 | 83.6355 | 81.8523 | 80.0935 | 78.4493 | 76.9918 | 75.6761 | 74.4816 | 73.241 | 71.9313 | 70.7104 | 69.5819 | 68.445 | 67.2483
Best Com. N-Elec. Env. | Baseline competed | Northwest, Great Basin, California, Rocky Mountains, Upper Midwest, Lower Midwest, Lakes/Mid-Atl., Texas, Southwest, Southeast, Northeast | Commercial (New), Commercial (Existing) | Heating (Equip.) | 48.343 | 2.0684 | 2.1945 | 40.1127 | 105.8607 | 107.3011 | 108.1953 | 108.7497 | 108.7841 | 108.5797 | 108.326 | 107.9797 | 107.4356 | 106.8069 | 106.1131 | 105.445 | 104.7261 | 103.8498 | 103.0143 | 102.0711 | 101.1206 | 100.219 | 99.4164 | 98.722 | 97.9447 | 96.8886 | 95.8889 | 94.6781 | 93.4855 | 92.1205
Best Com. N-Elec. Env. | Efficient competed | Northwest, Great Basin, California, Rocky Mountains, Upper Midwest, Lower Midwest, Lakes/Mid-Atl., Texas, Southwest, Southeast, Northeast | Commercial (New), Commercial (Existing) | Heating (Equip.) | 48.343 | 2.0684 | 2.1945 | 40.1127 | 104.0926 | 103.8059 | 103.0194 | 101.8962 | 100.2867 | 98.482 | 96.676 | 94.8521 | 92.9326 | 91.0152 | 89.1145 | 87.3019 | 85.5051 | 83.6355 | 81.8523 | 80.0374 | 78.3433 | 76.8435 | 75.4932 | 74.2731 | 73.0211 | 71.6085 | 70.2585 | 68.7661 | 67.2916 | 65.7138
Best Com. Plug Loads (EE+DF) | Baseline uncompeted | Northwest, Great Basin, California, Rocky Mountains, Upper Midwest, Lower Midwest, Lakes/Mid-Atl., Texas, Southwest, Southeast, Northeast | Commercial (New), Commercial (Existing) | Computers and Electronics | 3.7696 | 7.514 | 16.9766 | 1194.9197 | 52.2297 | 47.4034 | 42.4221 | 38.4349 | 35.8224 | 33.7983 | 32.9937 | 32.55 | 32.6267 | 32.3226 | 31.9731 | 31.7645 | 31.918 | 32.2153 | 32.3308 | 31.0773 | 31.4863 | 31.8039 | 31.8561 | 31.3632 | 31.1651 | 30.842 | 30.675 | 30.4281 | 30.4852 | 30.1013
Best Com. Plug Loads (EE+DF) | Efficient uncompeted | Northwest, Great Basin, California, Rocky Mountains, Upper Midwest, Lower Midwest, Lakes/Mid-Atl., Texas, Southwest, Southeast, Northeast | Commercial (New), Commercial (Existing) | Computers and Electronics | 3.7696 | 7.514 | 16.9766 | 1194.9197 | 46.5235 | 37.2106 | 28.9439 | 22.367 | 17.6856 | 15.9118 | 15.0199 | 14.3307 | 13.9057 | 13.5837 | 12.9104 | 12.8125 | 12.8758 | 12.9999 | 13.0425 | 12.3355 | 12.501 | 12.6279 | 12.6454 | 12.4582 | 12.2904 | 12.158 | 12.0933 | 11.9901 | 12.0113 | 11.7499
Best Com. Plug Loads (EE+DF) | Baseline competed | Northwest, Great Basin, California, Rocky Mountains, Upper Midwest, Lower Midwest, Lakes/Mid-Atl., Texas, Southwest, Southeast, Northeast | Commercial (New), Commercial (Existing) | Computers and Electronics | 3.7696 | 7.514 | 16.9766 | 1194.9197 | 0.20892 | 0.18961 | 0.16969 | 0.15374 | 0.14329 | 0.13519 | 0.13198 | 0.1302 | 0.13051 | 0.12929 | 0.12789 | 0.12706 | 0.12767 | 0.12886 | 0.12932 | 0.12431 | 0.12595 | 0.12722 | 0.12742 | 0.12545 | 0.12466 | 0.12337 | 0.1227 | 0.12171 | 0.12194 | 0.1204
Best Com. Plug Loads (EE+DF) | Efficient competed | Northwest, Great Basin, California, Rocky Mountains, Upper Midwest, Lower Midwest, Lakes/Mid-Atl., Texas, Southwest, Southeast, Northeast | Commercial (New), Commercial (Existing) | Computers and Electronics | 3.7696 | 7.514 | 16.9766 | 1194.9197 | 0.18609 | 0.14884 | 0.11578 | 0.089468 | 0.070742 | 0.063647 | 0.06008 | 0.057323 | 0.055623 | 0.054335 | 0.051642 | 0.05125 | 0.051503 | 0.051999 | 0.05217 | 0.049342 | 0.050004 | 0.050512 | 0.050582 | 0.049833 | 0.049162 | 0.048632 | 0.048373 | 0.04796 | 0.048045 | 0.047
Best Commercial Gas Storage WH | Baseline uncompeted | Northwest, Great Basin, California, Rocky Mountains, Upper Midwest, Lower Midwest, Lakes/Mid-Atl., Texas, Southwest, Southeast, Northeast | Commercial (New), Commercial (Existing) | Water Heating | 23.6474 | 3.7225 | 5.6344 | 106.4911 | 32.1686 | 32.8479 | 33.3673 | 33.8016 | 34.1307 | 34.4254 | 34.7126 | 34.9765 | 35.176 | 35.347 | 35.5015 | 35.6704 | 35.8208 | 35.9146 | 36.0312 | 36.13 | 36.2296 | 36.3457 | 36.5034 | 36.7019 | 36.8554 | 36.8988 | 37.0059 | 37.1882 | 37.3896 | 37.5586
Best Commercial Gas Storage WH | Efficient uncompeted | Northwest, Great Basin, California, Rocky Mountains, Upper Midwest, Lower Midwest, Lakes/Mid-Atl., Texas, Southwest, Southeast, Northeast | Commercial (New), Commercial (Existing) | Water Heating | 23.6474 | 3.7225 | 5.6344 | 106.4911 | 31.8949 | 32.2991 | 32.5449 | 32.7066 | 32.7671 | 32.7973 | 32.8251 | 32.8355 | 32.7902 | 32.7508 | 32.8938 | 33.0503 | 33.1894 | 33.2759 | 33.3834 | 33.4746 | 33.5665 | 33.6737 | 33.8195 | 34.0033 | 34.1449 | 34.1828 | 34.2806 | 34.4491 | 34.6357 | 34.7917
Best Commercial Gas Storage WH | Baseline competed | Northwest, Great Basin, California, Rocky Mountains, Upper Midwest, Lower Midwest, Lakes/Mid-Atl., Texas, Southwest, Southeast, Northeast | Commercial (New), Commercial (Existing) | Water Heating | 23.6474 | 3.7225 | 5.6344 | 106.4911 | 32.1686 | 32.8479 | 33.3673 | 33.8016 | 34.1307 | 31.178 | 28.5285 | 26.1587 | 24.0209 | 22.1161 | 20.0992 | 18.3571 | 16.8237 | 15.4422 | 14.2271 | 13.1431 | 12.1805 | 11.3346 | 10.5992 | 9.9597 | 9.3819 | 8.8438 | 8.3813 | 7.9876 | 7.6429 | 7.0271
Best Commercial Gas Storage WH | Efficient competed | Northwest, Great Basin, California, Rocky Mountains, Upper Midwest, Lower Midwest, Lakes/Mid-Atl., Texas, Southwest, Southeast, Northeast | Commercial (New), Commercial (Existing) | Water Heating | 23.6474 | 3.7225 | 5.6344 | 106.4911 | 31.8949 | 32.2991 | 32.5449 | 32.7066 | 32.7671 | 29.7126 | 26.989 | 24.5672 | 22.3968 | 20.4918 | 18.623 | 17.0088 | 15.588 | 14.3078 | 13.1817 | 12.1772 | 11.2853 | 10.5014 | 9.82 | 9.2275 | 8.6921 | 8.193 | 7.7641 | 7.3994 | 7.0801 | 6.5095
Best Commercial HPWH | Baseline uncompeted | Northwest, Great Basin, California, Rocky Mountains, Upper Midwest, Lower Midwest, Lakes/Mid-Atl., Texas, Southwest, Southeast, Northeast | Commercial (New), Commercial (Existing) | Water Heating | 20.5451 | 4.5722 | 6.5404 | 430.5179 | 1.7011 | 1.47 | 1.2851 | 1.1428 | 1.0487 | 0.97572 | 0.93381 | 0.89958 | 0.88177 | 0.848 | 0.82835 | 0.80562 | 0.78891 | 0.77392 | 0.75703 | 0.74112 | 0.73152 | 0.71992 | 0.70328 | 0.67163 | 0.65629 | 0.63446 | 0.61666 | 0.60069 | 0.58935 | 0.57527
Best Commercial HPWH | Efficient uncompeted | Northwest, Great Basin, California, Rocky Mountains, Upper Midwest, Lower Midwest, Lakes/Mid-Atl., Texas, Southwest, Southeast, Northeast | Commercial (New), Commercial (Existing) | Water Heating | 20.5451 | 4.5722 | 6.5404 | 430.5179 | 1.5673 | 1.2391 | 0.98577 | 0.79028 | 0.64628 | 0.52863 | 0.43765 | 0.35702 | 0.28733 | 0.22123 | 0.20703 | 0.20135 | 0.19717 | 0.19343 | 0.1892 | 0.18523 | 0.18283 | 0.17993 | 0.17577 | 0.16786 | 0.16403 | 0.15857 | 0.15412 | 0.15013 | 0.1473 | 0.14378
Best Commercial HPWH | Baseline competed | Northwest, Great Basin, California, Rocky Mountains, Upper Midwest, Lower Midwest, Lakes/Mid-Atl., Texas, Southwest, Southeast, Northeast | Commercial (New), Commercial (Existing) | Water Heating | 20.5451 | 4.5722 | 6.5404 | 430.5179 | 1.7011 | 1.47 | 1.2851 | 1.1428 | 1.0487 | 0.88444 | 0.768 | 0.67253 | 0.60079 | 0.52798 | 0.48424 | 0.44968 | 0.39513 | 0.34917 | 0.30822 | 0.27252 | 0.24341 | 0.21697 | 0.19206 | 0.16649 | 0.14815 | 0.1307 | 0.11619 | 0.10373 | 0.093554 | 0.08417
Best Commercial HPWH | Efficient competed | Northwest, Great Basin, California, Rocky Mountains, Upper Midwest, Lower Midwest, Lakes/Mid-Atl., Texas, Southwest, Southeast, Northeast | Commercial (New), Commercial (Existing) | Water Heating | 20.5451 | 4.5722 | 6.5404 | 430.5179 | 1.5673 | 1.2391 | 0.98577 | 0.79028 | 0.64628 | 0.48208 | 0.36358 | 0.2699 | 0.19743 | 0.13797 | 0.12103 | 0.11239 | 0.098756 | 0.087268 | 0.077032 | 0.068111 | 0.060836 | 0.054227 | 0.048002 | 0.041611 | 0.037027 | 0.032667 | 0.029039 | 0.025926 | 0.023382 | 0.021037
Best Commercial HPWH (FS) | Baseline uncompeted | Northwest, Great Basin, California, Rocky Mountains, Upper Midwest, Lower Midwest, Lakes/Mid-Atl., Texas, Southwest, Southeast, Northeast | Commercial (New), Commercial (Existing) | Water Heating | -13.2152 | 55.8598 | 29.9925 | 255.2826 | 32.6109 | 33.297 | 33.8222 | 34.2625 | 34.5943 | 34.8896 | 35.1762 | 35.4395 | 35.638 | 35.808 | 35.961 | 36.1282 | 36.2767 | 36.3685 | 36.4829 | 36.5795 | 36.6767 | 36.7906 | 36.9459 | 37.1425 | 37.294 | 37.335 | 37.4398 | 37.6198 | 37.819 | 37.9858
Best Commercial HPWH (FS) | Efficient uncompeted | Northwest, Great Basin, California, Rocky Mountains, Upper Midwest, Lower Midwest, Lakes/Mid-Atl., Texas, Southwest, Southeast, Northeast | Commercial (New), Commercial (Existing) | Water Heating | -13.2152 | 55.8598 | 29.9925 | 255.2826 | 30.295 | 28.3923 | 26.0408 | 23.4281 | 20.5977 | 17.7888 | 15.0807 | 12.4481 | 9.8916 | 7.5839 | 7.4436 | 7.2704 | 7.2416 | 7.1649 | 7.1092 | 7.1151 | 7.1683 | 7.195 | 7.1616 | 7.1249 | 7.0469 | 6.9081 | 6.8488 | 6.744 | 6.7437 | 6.6645
Best Commercial HPWH (FS) | Baseline competed | Northwest, Great Basin, California, Rocky Mountains, Upper Midwest, Lower Midwest, Lakes/Mid-Atl., Texas, Southwest, Southeast, Northeast | Commercial (New), Commercial (Existing) | Water Heating | -13.2152 | 55.8598 | 29.9925 | 255.2826 | 0.44227 | 0.44908 | 0.4549 | 0.46088 | 0.46357 | 0.42258 | 0.3846 | 0.35051 | 0.32008 | 0.29274 | 0.26848 | 0.2599 | 0.25363 | 0.22773 | 0.20486 | 0.18481 | 0.16674 | 0.1507 | 0.13613 | 0.12331 | 0.11172 | 0.10147 | 0.092286 | 0.084101 | 0.076873 | 0.070375
Best Commercial HPWH (FS) | Efficient competed | Northwest, Great Basin, California, Rocky Mountains, Upper Midwest, Lower Midwest, Lakes/Mid-Atl., Texas, Southwest, Southeast, Northeast | Commercial (New), Commercial (Existing) | Water Heating | -13.2152 | 55.8598 | 29.9925 | 255.2826 | 0.40592 | 0.37445 | 0.33992 | 0.3048 | 0.26753 | 0.21071 | 0.16126 | 0.11955 | 0.083011 | 0.052694 | 0.029455 | 0.026131 | 0.026047 | 0.023875 | 0.021361 | 0.019236 | 0.017589 | 0.015921 | 0.014221 | 0.012293 | 0.011021 | 0.009722 | 0.008552 | 0.007566 | 0.006942 | 0.006298
Best Commercial Refrigeration | Baseline uncompeted | Northwest, Great Basin, California, Rocky Mountains, Upper Midwest, Lower Midwest, Lakes/Mid-Atl., Texas, Southwest, Southeast, Northeast | Commercial (New), Commercial (Existing) | Refrigeration | -20.9617 | 45.3709 | 86.1939 | 5804.8465 | 46.8199 | 41.9803 | 37.2498 | 33.5298 | 30.993 | 29.0965 | 28.1462 | 27.4889 | 27.2729 | 26.6667 | 26.3728 | 25.9887 | 25.8443 | 25.749 | 25.5669 | 25.4596 | 25.5067 | 25.5073 | 25.3126 | 24.6708 | 24.4042 | 23.8636 | 23.5334 | 23.2034 | 23.1349 | 22.854
Best Commercial Refrigeration | Efficient uncompeted | Northwest, Great Basin, California, Rocky Mountains, Upper Midwest, Lower Midwest, Lakes/Mid-Atl., Texas, Southwest, Southeast, Northeast | Commercial (New), Commercial (Existing) | Refrigeration | -20.9617 | 45.3709 | 86.1939 | 5804.8465 | 45.6251 | 39.8836 | 34.5071 | 30.2836 | 27.2832 | 24.9721 | 23.5484 | 22.4201 | 21.6886 | 21.0209 | 20.7803 | 20.4638 | 20.346 | 20.2641 | 20.1153 | 20.0271 | 20.0647 | 20.0635 | 19.9046 | 19.4089 | 19.2004 | 18.7686 | 18.5093 | 18.2464 | 18.194 | 17.9708
Best Commercial Refrigeration | Baseline competed | Northwest, Great Basin, California, Rocky Mountains, Upper Midwest, Lower Midwest, Lakes/Mid-Atl., Texas, Southwest, Southeast, Northeast | Commercial (New), Commercial (Existing) | Refrigeration | -20.9617 | 45.3709 | 86.1939 | 5804.8465 | 0 | 0 | 0 | 0 | 0 | 0 | 0 | 0 | 0 | 0 | 0 | 0 | 0 | 0 | 0 | 0 | 0 | 0 | 0 | 0 | 0 | 0 | 0 | 0 | 0 | 0
Best Commercial Refrigeration | Efficient competed | Northwest, Great Basin, California, Rocky Mountains, Upper Midwest, Lower Midwest, Lakes/Mid-Atl., Texas, Southwest, Southeast, Northeast | Commercial (New), Commercial (Existing) | Refrigeration | -20.9617 | 45.3709 | 86.1939 | 5804.8465 | 0 | 0 | 0 | 0 | 0 | 0 | 0 | 0 | 0 | 0 | 0 | 0 | 0 | 0 | 0 | 0 | 0 | 0 | 0 | 0 | 0 | 0 | 0 | 0 | 0 | 0
Best Res. ASHP, Env., PC (EE+DF-FS) | Baseline uncompeted | California, Upper Midwest, Lower Midwest, Texas, Southwest, Southeast | Residential (New), Residential (Existing) | Heating (Equip.), Cooling (Equip.) | 6.4488 | 9.4337 | 19.5383 | 392.2367 | 93.9537 | 90.7317 | 87.3081 | 84.8138 | 83.3625 | 77.8958 | 76.7531 | 75.6296 | 75.5127 | 75.1461 | 79.461 | 79.3497 | 79.0702 | 79.1693 | 78.972 | 80.5466 | 80.6185 | 80.6012 | 80.4654 | 80.0799 | 82.1899 | 81.982 | 81.7773 | 81.6722 | 81.6892 | 80.5361
Best Res. ASHP, Env., PC (EE+DF-FS) | Efficient uncompeted | California, Upper Midwest, Lower Midwest, Texas, Southwest, Southeast | Residential (New), Residential (Existing) | Heating (Equip.), Cooling (Equip.) | 6.4488 | 9.4337 | 19.5383 | 392.2367 | 89.8763 | 82.733 | 75.5395 | 69.3943 | 64.4014 | 57.0495 | 52.9446 | 48.9902 | 46.0264 | 42.9193 | 41.4732 | 38.5253 | 35.5026 | 32.855 | 29.9511 | 27.2804 | 24.6793 | 22.0806 | 19.4297 | 16.7308 | 13.7152 | 11.6465 | 10.9765 | 10.9783 | 11.0436 | 10.6126
Best Res. ASHP, Env., PC (EE+DF-FS) | Baseline competed | California, Upper Midwest, Lower Midwest, Texas, Southwest, Southeast | Residential (New), Residential (Existing) | Heating (Equip.), Cooling (Equip.) | 6.4488 | 9.4337 | 19.5383 | 392.2367 | 2.4176 | 2.4258 | 2.4297 | 2.4292 | 2.4248 | 2.705 | 2.5433 | 2.3913 | 2.2493 | 2.1182 | 1.8945 | 1.7922 | 1.7 | 1.6134 | 1.5327 | 1.3654 | 1.297 | 1.233 | 1.1728 | 1.1165 | 0.99712 | 0.94321 | 0.89263 | 0.84568 | 0.80169 | 0.74441
Best Res. ASHP, Env., PC (EE+DF-FS) | Efficient competed | California, Upper Midwest, Lower Midwest, Texas, Southwest, Southeast | Residential (New), Residential (Existing) | Heating (Equip.), Cooling (Equip.) | 6.4488 | 9.4337 | 19.5383 | 392.2367 | 2.3164 | 2.2148 | 2.0996 | 1.9791 | 1.8579 | 1.9538 | 1.7277 | 1.525 | 1.3424 | 1.1763 | 0.96198 | 0.83753 | 0.72673 | 0.62632 | 0.535 | 0.41907 | 0.34743 | 0.28341 | 0.22583 | 0.17225 | 0.11662 | 0.078576 | 0.062285 | 0.058536 | 0.055107 | 0.047817
Best Res. ASHP, Env., PC (EE+DF-FS) CC | Baseline uncompeted | Northwest, Great Basin, Rocky Mountains, Upper Midwest, Lakes/Mid-Atl., Northeast | Residential (New), Residential (Existing) | Heating (Equip.), Cooling (Equip.) | 2.4068 | 12.4667 | 19.0395 | 368.979 | 161.2226 | 160.5237 | 159.4664 | 158.035 | 156.1443 | 132.7591 | 131.4637 | 130.4021 | 129.4888 | 128.5445 | 140.6158 | 139.6815 | 138.8266 | 137.8586 | 137.2075 | 120.5747 | 120.2441 | 119.8983 | 119.5778 | 119.2711 | 124.2203 | 123.7317 | 123.3341 | 122.8063 | 122.4394 | 120.4548
Best Res. ASHP, Env., PC (EE+DF-FS) CC | Efficient uncompeted | Northwest, Great Basin, Rocky Mountains, Upper Midwest, Lakes/Mid-Atl., Northeast | Residential (New), Residential (Existing) | Heating (Equip.), Cooling (Equip.) | 2.4068 | 12.4667 | 19.0395 | 368.979 | 154.7649 | 147.4482 | 139.7164 | 131.4422 | 122.7295 | 99.2908 | 93.0333 | 87.1562 | 81.6268 | 76.1311 | 77.24 | 71.389 | 65.8385 | 59.7991 | 54.6464 | 44.4919 | 40.5022 | 36.504 | 32.4388 | 28.3122 | 24.2857 | 21.0217 | 19.7668 | 18.8702 | 18.586 | 17.7098
Best Res. ASHP, Env., PC (EE+DF-FS) CC | Baseline competed | Northwest, Great Basin, Rocky Mountains, Upper Midwest, Lakes/Mid-Atl., Northeast | Residential (New), Residential (Existing) | Heating (Equip.), Cooling (Equip.) | 2.4068 | 12.4667 | 19.0395 | 368.979 | 1.0642 | 1.0711 | 1.0759 | 1.0787 | 1.0799 | 1.3241 | 1.251 | 1.1823 | 1.1173 | 1.0572 | 0.9208 | 0.87497 | 0.83345 | 0.79432 | 0.75764 | 0.63248 | 0.6029 | 0.57516 | 0.54889 | 0.52437 | 0.4914 | 0.46728 | 0.44435 | 0.42304 | 0.40293 | 0.37479
Best Res. ASHP, Env., PC (EE+DF-FS) CC | Efficient competed | Northwest, Great Basin, Rocky Mountains, Upper Midwest, Lakes/Mid-Atl., Northeast | Residential (New), Residential (Existing) | Heating (Equip.), Cooling (Equip.) | 2.4068 | 12.4667 | 19.0395 | 368.979 | 1.0324 | 1.0033 | 0.96615 | 0.92051 | 0.87407 | 1.0096 | 0.9033 | 0.81003 | 0.72273 | 0.64367 | 0.51406 | 0.45445 | 0.39908 | 0.34899 | 0.30368 | 0.22617 | 0.19396 | 0.16432 | 0.13701 | 0.11223 | 0.087234 | 0.06735 | 0.058363 | 0.05381 | 0.051395 | 0.046059
Best Res. ASHP, Env., PC (EE+DF-LFL) | Baseline uncompeted | California, Upper Midwest, Lower Midwest, Texas, Southwest, Southeast | Residential (New), Residential (Existing) | Heating (Equip.), Cooling (Equip.) | 10.441 | 7.4184 | 16.7862 | 1004.9061 | 31.2436 | 27.1724 | 23.043 | 20.4486 | 19.2784 | 19.5674 | 18.9549 | 18.5162 | 18.4489 | 18.1076 | 17.598 | 17.5168 | 17.6923 | 17.8967 | 18.0055 | 17.5508 | 17.6392 | 17.781 | 17.88 | 17.0838 | 16.8284 | 16.7866 | 16.6552 | 16.827 | 16.9805 | 16.7949
Best Res. ASHP, Env., PC (EE+DF-LFL) | Efficient uncompeted | California, Upper Midwest, Lower Midwest, Texas, Southwest, Southeast | Residential (New), Residential (Existing) | Heating (Equip.), Cooling (Equip.) | 10.441 | 7.4184 | 16.7862 | 1004.9061 | 29.7845 | 24.6763 | 19.9244 | 16.8215 | 15.1076 | 14.6471 | 13.4953 | 12.5196 | 11.8464 | 11.0498 | 9.6078 | 8.9687 | 8.4654 | 8.0066 | 7.5291 | 6.6813 | 6.7115 | 6.7699 | 6.8119 | 6.5088 | 6.1743 | 6.2029 | 6.174 | 6.2539 | 6.3401 | 6.1146
Best Res. ASHP, Env., PC (EE+DF-LFL) | Baseline competed | California, Upper Midwest, Lower Midwest, Texas, Southwest, Southeast | Residential (New), Residential (Existing) | Heating (Equip.), Cooling (Equip.) | 10.441 | 7.4184 | 16.7862 | 1004.9061 | 0.063236 | 0.055333 | 0.047452 | 0.042781 | 0.041404 | 0.041593 | 0.037698 | 0.034337 | 0.034426 | 0.034059 | 0.032933 | 0.033267 | 0.033984 | 0.034774 | 0.035305 | 0.032822 | 0.032043 | 0.031397 | 0.030774 | 0.028667 | 0.027316 | 0.026893 | 0.026323 | 0.026274 | 0.026244 | 0.025771
Best Res. ASHP, Env., PC (EE+DF-LFL) | Efficient competed | California, Upper Midwest, Lower Midwest, Texas, Southwest, Southeast | Residential (New), Residential (Existing) | Heating (Equip.), Cooling (Equip.) | 10.441 | 7.4184 | 16.7862 | 1004.9061 | 0.060733 | 0.051015 | 0.041975 | 0.03627 | 0.033657 | 0.032346 | 0.028134 | 0.024558 | 0.023523 | 0.022231 | 0.019331 | 0.018437 | 0.017734 | 0.017091 | 0.016332 | 0.013961 | 0.013581 | 0.013287 | 0.012999 | 0.012087 | 0.011123 | 0.010983 | 0.010751 | 0.010728 | 0.010735 | 0.010238
Best Res. ASHP, Env., PC (EE+DF-LFL) CC | Baseline uncompeted | Northwest, Great Basin, Rocky Mountains, Upper Midwest, Lakes/Mid-Atl., Northeast | Residential (New), Residential (Existing) | Heating (Equip.), Cooling (Equip.) | 4.6929 | 10.5985 | 27.7656 | 1354.7158 | 9.1754 | 8.6201 | 8.0862 | 7.4683 | 6.8515 | 6.418 | 6.1756 | 6.142 | 5.961 | 5.772 | 5.8136 | 5.7811 | 5.6644 | 5.6045 | 5.593 | 5.531 | 5.6153 | 5.6529 | 5.6792 | 5.6637 | 5.6042 | 5.5466 | 5.5264 | 5.4201 | 5.471 | 5.2289
Best Res. ASHP, Env., PC (EE+DF-LFL) CC | Efficient uncompeted | Northwest, Great Basin, Rocky Mountains, Upper Midwest, Lakes/Mid-Atl., Northeast | Residential (New), Residential (Existing) | Heating (Equip.), Cooling (Equip.) | 4.6929 | 10.5985 | 27.7656 | 1354.7158 | 8.7809 | 7.8866 | 7.0648 | 6.219 | 5.4274 | 4.9145 | 4.5108 | 4.2743 | 3.953 | 3.6486 | 3.3051 | 3.0946 | 2.848 | 2.631 | 2.4703 | 2.2578 | 2.2928 | 2.3167 | 2.3317 | 2.3166 | 2.2592 | 2.2479 | 2.2423 | 2.2035 | 2.2342 | 2.094
Best Res. ASHP, Env., PC (EE+DF-LFL) CC | Baseline competed | Northwest, Great Basin, Rocky Mountains, Upper Midwest, Lakes/Mid-Atl., Northeast | Residential (New), Residential (Existing) | Heating (Equip.), Cooling (Equip.) | 4.6929 | 10.5985 | 27.7656 | 1354.7158 | 0.001081 | 0.001035 | 0.000989 | 0.00093 | 0.000866 | 0.000951 | 0.000887 | 0.000859 | 0.002829 | 0.004529 | 0.006171 | 0.007819 | 0.009174 | 0.010473 | 0.011733 | 0.01186 | 0.012583 | 0.013171 | 0.013673 | 0.014001 | 0.014071 | 0.014343 | 0.014646 | 0.014663 | 0.015154 | 0.014651
Best Res. ASHP, Env., PC (EE+DF-LFL) CC | Efficient competed | Northwest, Great Basin, Rocky Mountains, Upper Midwest, Lakes/Mid-Atl., Northeast | Residential (New), Residential (Existing) | Heating (Equip.), Cooling (Equip.) | 4.6929 | 10.5985 | 27.7656 | 1354.7158 | 0.001049 | 0.000974 | 0.000901 | 0.000821 | 0.000739 | 0.000779 | 0.000702 | 0.000657 | 0.002054 | 0.00317 | 0.003899 | 0.004728 | 0.005299 | 0.005765 | 0.006172 | 0.005836 | 0.006188 | 0.006472 | 0.006707 | 0.006819 | 0.006737 | 0.00688 | 0.007016 | 0.007021 | 0.007266 | 0.006897
Best Res. ASHP, Env., PC (EE+DF-RST) | Baseline uncompeted | California, Upper Midwest, Lower Midwest, Texas, Southwest, Southeast | Residential (New), Residential (Existing) | Heating (Equip.), Cooling (Equip.) | -0.6334 | 15.7882 | 33.6563 | 2192.0426 | 32.0471 | 27.9488 | 23.7292 | 20.8037 | 18.9696 | 17.3429 | 16.4221 | 15.6814 | 15.7075 | 15.4079 | 15.5485 | 15.5606 | 15.3782 | 15.4438 | 15.2951 | 15.174 | 15.2416 | 15.2928 | 15.1789 | 14.8562 | 14.6808 | 14.5238 | 14.4483 | 14.398 | 14.368 | 14.1319
Best Res. ASHP, Env., PC (EE+DF-RST) | Efficient uncompeted | California, Upper Midwest, Lower Midwest, Texas, Southwest, Southeast | Residential (New), Residential (Existing) | Heating (Equip.), Cooling (Equip.) | -0.6334 | 15.7882 | 33.6563 | 2192.0426 | 30.7764 | 25.7598 | 20.9768 | 17.6195 | 15.3997 | 13.6023 | 12.3565 | 11.307 | 10.8566 | 10.2155 | 9.5146 | 9.0672 | 8.5166 | 8.1361 | 7.6367 | 7.0053 | 6.6436 | 6.2722 | 5.8637 | 5.4124 | 4.8151 | 4.645 | 4.612 | 4.6206 | 4.6558 | 4.5122
Best Res. ASHP, Env., PC (EE+DF-RST) | Baseline competed | California, Upper Midwest, Lower Midwest, Texas, Southwest, Southeast | Residential (New), Residential (Existing) | Heating (Equip.), Cooling (Equip.) | -0.6334 | 15.7882 | 33.6563 | 2192.0426 | 0.014183 | 0.012417 | 0.010624 | 0.009423 | 0.008727 | 0.007559 | 0.006785 | 0.006146 | 0.006307 | 0.00631 | 0.006583 | 0.006763 | 0.006836 | 0.006994 | 0.00704 | 0.006939 | 0.006901 | 0.006863 | 0.006752 | 0.006555 | 0.006477 | 0.006375 | 0.006309 | 0.006255 | 0.00621 | 0.006101
Best Res. ASHP, Env., PC (EE+DF-RST) | Efficient competed | California, Upper Midwest, Lower Midwest, Texas, Southwest, Southeast | Residential (New), Residential (Existing) | Heating (Equip.), Cooling (Equip.) | -0.6334 | 15.7882 | 33.6563 | 2192.0426 | 0.013621 | 0.011438 | 0.009377 | 0.007956 | 0.007052 | 0.005934 | 0.005135 | 0.004476 | 0.004383 | 0.00419 | 0.00402 | 0.003916 | 0.003747 | 0.003633 | 0.003452 | 0.00314 | 0.002939 | 0.00274 | 0.002529 | 0.002305 | 0.002046 | 0.001958 | 0.001931 | 0.001922 | 0.001925 | 0.001863
Best Res. ASHP, Env., PC (EE+DF-RST) CC | Baseline uncompeted | Northwest, Great Basin, Rocky Mountains, Upper Midwest, Lakes/Mid-Atl., Northeast | Residential (New), Residential (Existing) | Heating (Equip.), Cooling (Equip.) | -0.3785 | 15.4642 | 35.978 | 1965.0945 | 18.1776 | 16.8594 | 15.6497 | 14.2489 | 12.8507 | 11.2492 | 10.9003 | 10.8189 | 10.6257 | 10.3678 | 10.9478 | 10.8103 | 10.5954 | 10.1882 | 10.149 | 9.9163 | 9.985 | 9.9928 | 9.9861 | 9.958 | 9.8505 | 9.6997 | 9.6628 | 9.5077 | 9.4846 | 9.1595
Best Res. ASHP, Env., PC (EE+DF-RST) CC | Efficient uncompeted | Northwest, Great Basin, Rocky Mountains, Upper Midwest, Lakes/Mid-Atl., Northeast | Residential (New), Residential (Existing) | Heating (Equip.), Cooling (Equip.) | -0.3785 | 15.4642 | 35.978 | 1965.0945 | 17.562 | 15.7238 | 14.0781 | 12.3443 | 10.7032 | 9.1521 | 8.5591 | 8.1891 | 7.7672 | 7.3187 | 7.19 | 6.7967 | 6.3796 | 5.8347 | 5.5453 | 5.0511 | 4.8284 | 4.5814 | 4.3353 | 4.0806 | 3.7775 | 3.6346 | 3.6195 | 3.5704 | 3.5722 | 3.4
Best Res. ASHP, Env., PC (EE+DF-RST) CC | Baseline competed | Northwest, Great Basin, Rocky Mountains, Upper Midwest, Lakes/Mid-Atl., Northeast | Residential (New), Residential (Existing) | Heating (Equip.), Cooling (Equip.) | -0.3785 | 15.4642 | 35.978 | 1965.0945 | 0.000983 | 0.000914 | 0.000854 | 0.000785 | 0.000717 | 0.000612 | 0.000579 | 0.000562 | 0.001256 | 0.001836 | 0.002795 | 0.003465 | 0.004009 | 0.004365 | 0.00481 | 0.005029 | 0.005237 | 0.005388 | 0.005511 | 0.00561 | 0.005752 | 0.005737 | 0.005838 | 0.005859 | 0.00594 | 0.005888
Best Res. ASHP, Env., PC (EE+DF-RST) CC | Efficient competed | Northwest, Great Basin, Rocky Mountains, Upper Midwest, Lakes/Mid-Atl., Northeast | Residential (New), Residential (Existing) | Heating (Equip.), Cooling (Equip.) | -0.3785 | 15.4642 | 35.978 | 1965.0945 | 0.000949 | 0.000852 | 0.000768 | 0.000679 | 0.000595 | 0.000497 | 0.000455 | 0.000426 | 0.000869 | 0.001205 | 0.001711 | 0.002019 | 0.002224 | 0.002285 | 0.002385 | 0.002337 | 0.002296 | 0.002225 | 0.002141 | 0.002044 | 0.001963 | 0.001902 | 0.001933 | 0.001946 | 0.001978 | 0.001932
Best Res. Clothes Dryer (EE+DF) | Baseline uncompeted | Northwest, Great Basin, California, Rocky Mountains, Upper Midwest, Lower Midwest, Lakes/Mid-Atl., Texas, Southwest, Southeast, Northeast | Residential (New), Residential (Existing) | Other | 4.6973 | 9.5671 | 22.3812 | 1746.8505 | 21.4711 | 19.4866 | 17.4288 | 15.6606 | 14.4801 | 13.4114 | 13.0453 | 12.8545 | 12.9081 | 12.7573 | 12.354 | 12.3731 | 12.3545 | 12.3106 | 12.334 | 11.7332 | 11.8759 | 11.9946 | 12.0313 | 11.8842 | 11.5286 | 11.441 | 11.4084 | 11.366 | 11.4153 | 11.3863
Best Res. Clothes Dryer (EE+DF) | Efficient uncompeted | Northwest, Great Basin, California, Rocky Mountains, Upper Midwest, Lower Midwest, Lakes/Mid-Atl., Texas, Southwest, Southeast, Northeast | Residential (New), Residential (Existing) | Other | 4.6973 | 9.5671 | 22.3812 | 1746.8505 | 20.4593 | 17.6771 | 15.0349 | 12.832 | 11.2519 | 9.8646 | 9.0699 | 8.4324 | 7.9692 | 7.3991 | 6.7539 | 6.3269 | 5.918 | 5.737 | 5.7447 | 5.4869 | 5.5531 | 5.6083 | 5.6283 | 5.5606 | 5.4424 | 5.4046 | 5.3913 | 5.3744 | 5.3984 | 5.4081
Best Res. Clothes Dryer (EE+DF) | Baseline competed | Northwest, Great Basin, California, Rocky Mountains, Upper Midwest, Lower Midwest, Lakes/Mid-Atl., Texas, Southwest, Southeast, Northeast | Residential (New), Residential (Existing) | Other | 4.6973 | 9.5671 | 22.3812 | 1746.8505 | 0 | 0 | 0 | 0 | 0 | 0 | 0 | 0 | 0 | 0 | 0 | 0 | 0 | 0 | 0 | 0 | 0 | 0 | 0 | 0 | 0 | 0 | 0 | 0 | 0 | 0
Best Res. Clothes Dryer (EE+DF) | Efficient competed | Northwest, Great Basin, California, Rocky Mountains, Upper Midwest, Lower Midwest, Lakes/Mid-Atl., Texas, Southwest, Southeast, Northeast | Residential (New), Residential (Existing) | Other | 4.6973 | 9.5671 | 22.3812 | 1746.8505 | 0 | 0 | 0 | 0 | 0 | 0 | 0 | 0 | 0 | 0 | 0 | 0 | 0 | 0 | 0 | 0 | 0 | 0 | 0 | 0 | 0 | 0 | 0 | 0 | 0 | 0
Best Res. Clothes Washer (EE+DF) | Baseline uncompeted | Northwest, Great Basin, California, Rocky Mountains, Upper Midwest, Lower Midwest, Lakes/Mid-Atl., Texas, Southwest, Southeast, Northeast | Residential (New), Residential (Existing) | Other | -21.7229 | 82.3855 | 248.1534 | 24286.2603 | 3.4145 | 3.0718 | 2.7274 | 2.439 | 2.2363 | 2.0869 | 2.0259 | 1.9862 | 1.9885 | 1.9605 | 1.8636 | 1.8564 | 1.8483 | 1.8436 | 1.8419 | 1.7399 | 1.7577 | 1.7693 | 1.7667 | 1.7374 | 1.6633 | 1.6424 | 1.6311 | 1.6146 | 1.611 | 1.5916
Best Res. Clothes Washer (EE+DF) | Efficient uncompeted | Northwest, Great Basin, California, Rocky Mountains, Upper Midwest, Lower Midwest, Lakes/Mid-Atl., Texas, Southwest, Southeast, Northeast | Residential (New), Residential (Existing) | Other | -21.7229 | 82.3855 | 248.1534 | 24286.2603 | 3.3555 | 2.9673 | 2.5896 | 2.2766 | 2.0521 | 1.8839 | 1.7972 | 1.7315 | 1.7027 | 1.6503 | 1.5651 | 1.5477 | 1.54 | 1.5341 | 1.5329 | 1.4561 | 1.4708 | 1.4803 | 1.4784 | 1.4541 | 1.4088 | 1.3919 | 1.3832 | 1.3701 | 1.3678 | 1.3605
Best Res. Clothes Washer (EE+DF) | Baseline competed | Northwest, Great Basin, California, Rocky Mountains, Upper Midwest, Lower Midwest, Lakes/Mid-Atl., Texas, Southwest, Southeast, Northeast | Residential (New), Residential (Existing) | Other | -21.7229 | 82.3855 | 248.1534 | 24286.2603 | 0.000412 | 0.00037 | 0.000328 | 0.000293 | 0.000269 | 0.000245 | 0.000233 | 0.000224 | 0.00022 | 0.000214 | 0.0002 | 0.000196 | 0.000192 | 0.000189 | 0.000187 | 0.000174 | 0.000174 | 0.000174 | 0.000172 | 0.000167 | 0.000159 | 0.000155 | 0.000153 | 0.00015 | 0.000149 | 0.000146
Best Res. Clothes Washer (EE+DF) | Efficient competed | Northwest, Great Basin, California, Rocky Mountains, Upper Midwest, Lower Midwest, Lakes/Mid-Atl., Texas, Southwest, Southeast, Northeast | Residential (New), Residential (Existing) | Other | -21.7229 | 82.3855 | 248.1534 | 24286.2603 | 0.000405 | 0.000358 | 0.000312 | 0.000274 | 0.000247 | 0.000221 | 0.000207 | 0.000195 | 0.000189 | 0.00018 | 0.000168 | 0.000163 | 0.00016 | 0.000157 | 0.000155 | 0.000146 | 0.000146 | 0.000145 | 0.000144 | 0.00014 | 0.000134 | 0.000132 | 0.00013 | 0.000127 | 0.000126 | 0.000124
Best Res. Dishwasher (EE+DF) | Baseline uncompeted | Northwest, Great Basin, California, Rocky Mountains, Upper Midwest, Lower Midwest, Lakes/Mid-Atl., Texas, Southwest, Southeast, Northeast | Residential (New), Residential (Existing) | Other | -13.0687 | 54.8832 | 176.108 | 12151.3984 | 2.645 | 2.3964 | 2.1393 | 1.9251 | 1.7809 | 1.7298 | 1.6896 | 1.6688 | 1.686 | 1.6825 | 1.7115 | 1.7212 | 1.7298 | 1.74 | 1.7542 | 1.68 | 1.7114 | 1.7379 | 1.7485 | 1.7352 | 1.6789 | 1.6705 | 1.6727 | 1.6691 | 1.68 | 1.6978
Best Res. Dishwasher (EE+DF) | Efficient uncompeted | Northwest, Great Basin, California, Rocky Mountains, Upper Midwest, Lower Midwest, Lakes/Mid-Atl., Texas, Southwest, Southeast, Northeast | Residential (New), Residential (Existing) | Other | -13.0687 | 54.8832 | 176.108 | 12151.3984 | 2.5436 | 2.2159 | 1.9018 | 1.6449 | 1.4617 | 1.3581 | 1.2723 | 1.2047 | 1.1654 | 1.1132 | 1.0854 | 1.043 | 1.0012 | 0.96034 | 0.9244 | 0.86769 | 0.88332 | 0.89692 | 0.90313 | 0.89663 | 0.8825 | 0.87891 | 0.88034 | 0.8788 | 0.88479 | 0.89502
Best Res. Dishwasher (EE+DF) | Baseline competed | Northwest, Great Basin, California, Rocky Mountains, Upper Midwest, Lower Midwest, Lakes/Mid-Atl., Texas, Southwest, Southeast, Northeast | Residential (New), Residential (Existing) | Other | -13.0687 | 54.8832 | 176.108 | 12151.3984 | 1.9e-05 | 1.7e-05 | 1.5e-05 | 1.3e-05 | 1.2e-05 | 1.1e-05 | 1.1e-05 | 1.1e-05 | 1e-05 | 1e-05 | 1e-05 | 1e-05 | 9e-06 | 9e-06 | 9e-06 | 8e-06 | 8e-06 | 8e-06 | 8e-06 | 7e-06 | 7e-06 | 7e-06 | 6e-06 | 6e-06 | 6e-06 | 6e-06
Best Res. Dishwasher (EE+DF) | Efficient competed | Northwest, Great Basin, California, Rocky Mountains, Upper Midwest, Lower Midwest, Lakes/Mid-Atl., Texas, Southwest, Southeast, Northeast | Residential (New), Residential (Existing) | Other | -13.0687 | 54.8832 | 176.108 | 12151.3984 | 1.8e-05 | 1.6e-05 | 1.3e-05 | 1.1e-05 | 1e-05 | 9e-06 | 8e-06 | 8e-06 | 7e-06 | 7e-06 | 6e-06 | 6e-06 | 5e-06 | 5e-06 | 5e-06 | 4e-06 | 4e-06 | 4e-06 | 4e-06 | 4e-06 | 4e-06 | 4e-06 | 3e-06 | 3e-06 | 3e-06 | 3e-06
Best Res. GSHP (FS) | Baseline uncompeted | Northwest, Great Basin, California, Rocky Mountains, Upper Midwest, Lower Midwest, Lakes/Mid-Atl., Texas, Southwest, Southeast, Northeast | Residential (New), Residential (Existing) | Heating (Equip.), Cooling (Equip.) | -16.4479 | 69.1669 | 109.6837 | 1387.8262 | 260.3575 | 256.8671 | 252.7498 | 249.1277 | 245.9431 | 242.8308 | 240.2068 | 237.7363 | 236.3427 | 234.7122 | 233.4291 | 232.1857 | 230.8704 | 229.7525 | 228.7213 | 227.9195 | 227.3335 | 226.6772 | 225.9561 | 225.0531 | 224.2933 | 223.4315 | 222.6821 | 221.9389 | 221.4157 | 220.6664
Best Res. GSHP (FS) | Efficient uncompeted | Northwest, Great Basin, California, Rocky Mountains, Upper Midwest, Lower Midwest, Lakes/Mid-Atl., Texas, Southwest, Southeast, Northeast | Residential (New), Residential (Existing) | Heating (Equip.), Cooling (Equip.) | -16.4479 | 69.1669 | 109.6837 | 1387.8262 | 251.2323 | 238.2018 | 224.2297 | 210.5061 | 197.2381 | 184.5443 | 173.1062 | 162.1837 | 152.629 | 142.8821 | 133.7471 | 124.6902 | 116.1272 | 107.6794 | 99.5598 | 92.0498 | 85.0693 | 78.0596 | 70.8487 | 63.5991 | 56.1308 | 50.0983 | 47.675 | 46.3946 | 46.1037 | 45.5926
Best Res. GSHP (FS) | Baseline competed | Northwest, Great Basin, California, Rocky Mountains, Upper Midwest, Lower Midwest, Lakes/Mid-Atl., Texas, Southwest, Southeast, Northeast | Residential (New), Residential (Existing) | Heating (Equip.), Cooling (Equip.) | -16.4479 | 69.1669 | 109.6837 | 1387.8262 | 0 | 0 | 0 | 0 | 0 | 0 | 0 | 0 | 0 | 0 | 0 | 0 | 0 | 0 | 0 | 0 | 0 | 0 | 0 | 0 | 0 | 0 | 0 | 0 | 0 | 0
Best Res. GSHP (FS) | Efficient competed | Northwest, Great Basin, California, Rocky Mountains, Upper Midwest, Lower Midwest, Lakes/Mid-Atl., Texas, Southwest, Southeast, Northeast | Residential (New), Residential (Existing) | Heating (Equip.), Cooling (Equip.) | -16.4479 | 69.1669 | 109.6837 | 1387.8262 | 0 | 0 | 0 | 0 | 0 | 0 | 0 | 0 | 0 | 0 | 0 | 0 | 0 | 0 | 0 | 0 | 0 | 0 | 0 | 0 | 0 | 0 | 0 | 0 | 0 | 0
Best Res. GSHP (LFL) | Baseline uncompeted | Northwest, Great Basin, California, Rocky Mountains, Upper Midwest, Lower Midwest, Lakes/Mid-Atl., Texas, Southwest, Southeast, Northeast | Residential (New), Residential (Existing) | Heating (Equip.), Cooling (Equip.) | 999 | 0 | -12.7543 | -791.2073 | 2.0111 | 1.8998 | 1.7711 | 1.6553 | 1.5715 | 1.5259 | 1.5283 | 1.5442 | 1.5919 | 1.6023 | 1.6519 | 1.7027 | 1.7626 | 1.8129 | 1.8622 | 1.9107 | 1.9828 | 2.0462 | 2.0942 | 2.115 | 2.1458 | 2.1637 | 2.1922 | 2.2163 | 2.2559 | 2.2729
Best Res. GSHP (LFL) | Efficient uncompeted | Northwest, Great Basin, California, Rocky Mountains, Upper Midwest, Lower Midwest, Lakes/Mid-Atl., Texas, Southwest, Southeast, Northeast | Residential (New), Residential (Existing) | Heating (Equip.), Cooling (Equip.) | 999 | 0 | -12.7543 | -791.2073 | 1.9824 | 1.8475 | 1.7003 | 1.5697 | 1.4727 | 1.4137 | 1.4003 | 1.3997 | 1.4281 | 1.4229 | 1.4526 | 1.4831 | 1.5204 | 1.5491 | 1.5767 | 1.603 | 1.6495 | 1.6918 | 1.7272 | 1.7426 | 1.769 | 1.786 | 1.8117 | 1.8339 | 1.8688 | 1.8853
Best Res. GSHP (LFL) | Baseline competed | Northwest, Great Basin, California, Rocky Mountains, Upper Midwest, Lower Midwest, Lakes/Mid-Atl., Texas, Southwest, Southeast, Northeast | Residential (New), Residential (Existing) | Heating (Equip.), Cooling (Equip.) | 999 | 0 | -12.7543 | -791.2073 | 1.9807 | 1.8708 | 1.7437 | 1.6292 | 1.5462 | 1.5007 | 1.5023 | 1.5172 | 1.5621 | 1.5691 | 1.597 | 1.6282 | 1.6703 | 1.7054 | 1.7407 | 1.7772 | 1.8374 | 1.8908 | 1.9313 | 1.9481 | 1.9752 | 1.9913 | 2.0181 | 2.0416 | 2.0799 | 2.098
Best Res. GSHP (LFL) | Efficient competed | Northwest, Great Basin, California, Rocky Mountains, Upper Midwest, Lower Midwest, Lakes/Mid-Atl., Texas, Southwest, Southeast, Northeast | Residential (New), Residential (Existing) | Heating (Equip.), Cooling (Equip.) | 999 | 0 | -12.7543 | -791.2073 | 1.9524 | 1.8193 | 1.674 | 1.5449 | 1.4489 | 1.3903 | 1.3764 | 1.3752 | 1.4014 | 1.3934 | 1.4042 | 1.418 | 1.4406 | 1.4569 | 1.4734 | 1.4904 | 1.5278 | 1.5626 | 1.5921 | 1.6043 | 1.6276 | 1.643 | 1.6671 | 1.6887 | 1.7225 | 1.7397
Best Res. GSHP (RST) | Baseline uncompeted | Northwest, Great Basin, California, Rocky Mountains, Upper Midwest, Lower Midwest, Lakes/Mid-Atl., Texas, Southwest, Southeast, Northeast | Residential (New), Residential (Existing) | Heating (Equip.), Cooling (Equip.) | -13.9267 | 51.4326 | 98.1281 | 6374.9544 | 49.8763 | 44.4591 | 39.0231 | 34.6683 | 31.4105 | 29.0495 | 27.7056 | 26.8344 | 26.6072 | 25.9259 | 25.7019 | 25.5289 | 25.09 | 24.717 | 24.4686 | 24.2917 | 24.3788 | 24.3954 | 24.2356 | 23.8764 | 23.6238 | 23.2877 | 23.1564 | 22.9487 | 22.8906 | 22.6746
Best Res. GSHP (RST) | Efficient uncompeted | Northwest, Great Basin, California, Rocky Mountains, Upper Midwest, Lower Midwest, Lakes/Mid-Atl., Texas, Southwest, Southeast, Northeast | Residential (New), Residential (Existing) | Heating (Equip.), Cooling (Equip.) | -13.9267 | 51.4326 | 98.1281 | 6374.9544 | 48.0664 | 41.2749 | 34.8846 | 29.8345 | 26.0258 | 23.1614 | 21.2485 | 19.7682 | 18.825 | 17.6342 | 16.7982 | 16.012 | 15.1008 | 14.2926 | 13.57 | 12.9277 | 12.4367 | 11.9223 | 11.371 | 10.756 | 10.3059 | 10.0507 | 10.0465 | 10.0385 | 10.1095 | 10.1057
Best Res. GSHP (RST) | Baseline competed | Northwest, Great Basin, California, Rocky Mountains, Upper Midwest, Lower Midwest, Lakes/Mid-Atl., Texas, Southwest, Southeast, Northeast | Residential (New), Residential (Existing) | Heating (Equip.), Cooling (Equip.) | -13.9267 | 51.4326 | 98.1281 | 6374.9544 | 2e-06 | 2e-06 | 2e-06 | 2e-06 | 1e-06 | 1e-06 | 1e-06 | 1e-06 | 1e-06 | 1e-06 | 1e-06 | 1e-06 | 1e-06 | 1e-06 | 1e-06 | 1e-06 | 1e-06 | 1e-06 | 1e-06 | 0 | 0 | 0 | 0 | 0 | 0 | 0
Best Res. GSHP (RST) | Efficient competed | Northwest, Great Basin, California, Rocky Mountains, Upper Midwest, Lower Midwest, Lakes/Mid-Atl., Texas, Southwest, Southeast, Northeast | Residential (New), Residential (Existing) | Heating (Equip.), Cooling (Equip.) | -13.9267 | 51.4326 | 98.1281 | 6374.9544 | 2e-06 | 2e-06 | 2e-06 | 1e-06 | 1e-06 | 1e-06 | 1e-06 | 1e-06 | 1e-06 | 1e-06 | 1e-06 | 1e-06 | 0 | 0 | 0 | 0 | 0 | 0 | 0 | 0 | 0 | 0 | 0 | 0 | 0 | 0
Best Res. HPWH (EE+DF) | Baseline uncompeted | Northwest, Great Basin, California, Rocky Mountains, Upper Midwest, Lower Midwest, Lakes/Mid-Atl., Texas, Southwest, Southeast, Northeast | Residential (New), Residential (Existing) | Water Heating | 17.3596 | 5.2385 | 9.9957 | 733.9379 | 54.7022 | 48.3914 | 42.3047 | 37.4891 | 34.1594 | 30.8867 | 29.6023 | 28.7331 | 28.5076 | 27.7259 | 27.4807 | 27.2996 | 27.1502 | 27.0017 | 26.9055 | 25.8322 | 25.9503 | 26.0155 | 25.9452 | 25.3287 | 24.8001 | 24.4262 | 24.1879 | 23.9882 | 23.9291 | 23.9006
Best Res. HPWH (EE+DF) | Efficient uncompeted | Northwest, Great Basin, California, Rocky Mountains, Upper Midwest, Lower Midwest, Lakes/Mid-Atl., Texas, Southwest, Southeast, Northeast | Residential (New), Residential (Existing) | Water Heating | 17.3596 | 5.2385 | 9.9957 | 733.9379 | 51.9913 | 43.6411 | 36.1353 | 30.2568 | 25.9859 | 22.0401 | 19.7977 | 17.9565 | 16.5968 | 14.9901 | 13.8978 | 12.8149 | 12.0602 | 11.9683 | 11.9219 | 11.5699 | 11.6181 | 11.6479 | 11.6152 | 11.3441 | 11.2055 | 11.0287 | 10.9261 | 10.8438 | 10.8149 | 10.7487
Best Res. HPWH (EE+DF) | Baseline competed | Northwest, Great Basin, California, Rocky Mountains, Upper Midwest, Lower Midwest, Lakes/Mid-Atl., Texas, Southwest, Southeast, Northeast | Residential (New), Residential (Existing) | Water Heating | 17.3596 | 5.2385 | 9.9957 | 733.9379 | 0 | 0 | 0 | 0 | 0 | 0 | 0 | 0 | 0 | 0 | 1e-06 | 1e-06 | 1e-06 | 1e-06 | 1e-06 | 1e-06 | 1e-06 | 2e-06 | 2e-06 | 2e-06 | 2e-06 | 2e-06 | 2e-06 | 2e-06 | 2e-06 | 2e-06
Best Res. HPWH (EE+DF) | Efficient competed | Northwest, Great Basin, California, Rocky Mountains, Upper Midwest, Lower Midwest, Lakes/Mid-Atl., Texas, Southwest, Southeast, Northeast | Residential (New), Residential (Existing) | Water Heating | 17.3596 | 5.2385 | 9.9957 | 733.9379 | 0 | 0 | 0 | 0 | 0 | 0 | 0 | 0 | 0 | 0 | 0 | 0 | 0 | 0 | 1e-06 | 1e-06 | 1e-06 | 1e-06 | 1e-06 | 1e-06 | 1e-06 | 1e-06 | 1e-06 | 1e-06 | 1e-06 | 1e-06
Best Res. HPWH (EE+DF-FS) | Baseline uncompeted | Northwest, Great Basin, California, Rocky Mountains, Upper Midwest, Lower Midwest, Lakes/Mid-Atl., Texas, Southwest, Southeast, Northeast | Residential (New), Residential (Existing) | Water Heating | 4.9652 | 10.4041 | 11.1609 | 131.2246 | 57.8536 | 58.5735 | 59.2736 | 59.9635 | 60.5414 | 59.425 | 59.8148 | 60.1612 | 60.4996 | 60.8143 | 61.7189 | 62.0398 | 62.3391 | 62.5898 | 62.8599 | 57.1731 | 57.4126 | 57.6626 | 57.9493 | 58.2744 | 57.7299 | 57.9031 | 58.1306 | 58.4318 | 58.7667 | 59.3836
Best Res. HPWH (EE+DF-FS) | Efficient uncompeted | Northwest, Great Basin, California, Rocky Mountains, Upper Midwest, Lower Midwest, Lakes/Mid-Atl., Texas, Southwest, Southeast, Northeast | Residential (New), Residential (Existing) | Water Heating | 4.9652 | 10.4041 | 11.1609 | 131.2246 | 54.5379 | 51.6007 | 48.2791 | 44.6484 | 40.7837 | 35.7826 | 32.0447 | 28.3244 | 24.6962 | 21.0024 | 17.6809 | 14.1746 | 11.0762 | 10.4452 | 10.3471 | 9.8093 | 9.8828 | 9.924 | 9.8715 | 9.7675 | 9.5527 | 9.365 | 9.3113 | 9.1911 | 9.1467 | 9.0163
Best Res. HPWH (EE+DF-FS) | Baseline competed | Northwest, Great Basin, California, Rocky Mountains, Upper Midwest, Lower Midwest, Lakes/Mid-Atl., Texas, Southwest, Southeast, Northeast | Residential (New), Residential (Existing) | Water Heating | 4.9652 | 10.4041 | 11.1609 | 131.2246 | 0 | 0 | 0 | 0 | 0 | 0 | 0 | 0 | 1e-06 | 2e-06 | 3e-06 | 3e-06 | 4e-06 | 4e-06 | 5e-06 | 5e-06 | 5e-06 | 5e-06 | 6e-06 | 6e-06 | 6e-06 | 6e-06 | 6e-06 | 7e-06 | 7e-06 | 7e-06
Best Res. HPWH (EE+DF-FS) | Efficient competed | Northwest, Great Basin, California, Rocky Mountains, Upper Midwest, Lower Midwest, Lakes/Mid-Atl., Texas, Southwest, Southeast, Northeast | Residential (New), Residential (Existing) | Water Heating | 4.9652 | 10.4041 | 11.1609 | 131.2246 | 0 | 0 | 0 | 0 | 0 | 0 | 0 | 0 | 0 | 1e-06 | 1e-06 | 1e-06 | 1e-06 | 1e-06 | 1e-06 | 1e-06 | 1e-06 | 1e-06 | 1e-06 | 1e-06 | 1e-06 | 1e-06 | 1e-06 | 1e-06 | 1e-06 | 1e-06
Best Res. N-Elec. Env. | Baseline uncompeted | Northwest, Great Basin, California, Rocky Mountains, Upper Midwest, Lower Midwest, Lakes/Mid-Atl., Texas, Southwest, Southeast, Northeast | Residential (New), Residential (Existing) | Heating (Equip.) | 45.4841 | 2.1983 | 3.2933 | 61.6558 | 242.112 | 241.5712 | 240.6449 | 239.3964 | 237.6791 | 235.7309 | 233.6678 | 231.6061 | 230.0384 | 228.3232 | 226.6622 | 225.1463 | 223.7341 | 222.2963 | 220.9814 | 219.7607 | 218.5836 | 217.4428 | 216.4059 | 215.4517 | 214.4498 | 213.2825 | 212.1854 | 211.1769 | 210.1742 | 209.1292
Best Res. N-Elec. Env. | Efficient uncompeted | Northwest, Great Basin, California, Rocky Mountains, Upper Midwest, Lower Midwest, Lakes/Mid-Atl., Texas, Southwest, Southeast, Northeast | Residential (New), Residential (Existing) | Heating (Equip.) | 45.4841 | 2.1983 | 3.2933 | 61.6558 | 237.298 | 232.0824 | 226.6293 | 221.0112 | 215.1184 | 209.1914 | 203.336 | 197.6428 | 192.5197 | 187.4195 | 182.4965 | 177.8123 | 173.3254 | 168.9307 | 164.7377 | 160.7126 | 156.8155 | 153.0411 | 149.4314 | 145.9669 | 142.5582 | 139.2078 | 136.2395 | 133.5631 | 131.0624 | 128.7693
Best Res. N-Elec. Env. | Baseline competed | Northwest, Great Basin, California, Rocky Mountains, Upper Midwest, Lower Midwest, Lakes/Mid-Atl., Texas, Southwest, Southeast, Northeast | Residential (New), Residential (Existing) | Heating (Equip.) | 45.4841 | 2.1983 | 3.2933 | 61.6558 | 234.391 | 233.7871 | 232.7638 | 231.3886 | 229.5546 | 226.6582 | 223.7532 | 220.9339 | 218.9009 | 216.7608 | 214.6984 | 212.7846 | 210.987 | 209.1919 | 207.5129 | 198.6313 | 190.3272 | 182.5745 | 175.4149 | 168.8526 | 163.0251 | 156.4635 | 150.4997 | 145.1912 | 140.5204 | 136.0752
Best Res. N-Elec. Env. | Efficient competed | Northwest, Great Basin, California, Rocky Mountains, Upper Midwest, Lower Midwest, Lakes/Mid-Atl., Texas, Southwest, Southeast, Northeast | Residential (New), Residential (Existing) | Heating (Equip.) | 45.4841 | 2.1983 | 3.2933 | 61.6558 | 229.7331 | 224.614 | 219.2271 | 213.6493 | 207.8061 | 201.2476 | 194.8705 | 188.7431 | 183.4188 | 178.157 | 173.0976 | 168.2865 | 163.6884 | 159.2094 | 154.9324 | 145.5818 | 136.9292 | 128.9287 | 121.5846 | 114.8735 | 108.8972 | 102.7451 | 97.3179 | 92.5522 | 88.3764 | 84.5433
Best Res. Pool Pump (EE+DF) | Baseline uncompeted | Northwest, Great Basin, California, Rocky Mountains, Upper Midwest, Lower Midwest, Lakes/Mid-Atl., Texas, Southwest, Southeast, Northeast | Residential (New), Residential (Existing) | Other | -17.9986 | 16.729 | 48.7298 | 5382.6509 | 6.4299 | 5.804 | 5.1841 | 4.7308 | 4.4448 | 3.8699 | 3.7877 | 3.7572 | 3.7792 | 3.7599 | 3.3092 | 3.3408 | 3.3999 | 3.4973 | 3.571 | 3.3589 | 3.4645 | 3.5627 | 3.6456 | 3.634 | 3.5845 | 3.6142 | 3.6546 | 3.687 | 3.7695 | 3.6979
Best Res. Pool Pump (EE+DF) | Efficient uncompeted | Northwest, Great Basin, California, Rocky Mountains, Upper Midwest, Lower Midwest, Lakes/Mid-Atl., Texas, Southwest, Southeast, Northeast | Residential (New), Residential (Existing) | Other | -17.9986 | 16.729 | 48.7298 | 5382.6509 | 6.2554 | 5.4973 | 4.7827 | 4.2531 | 3.8948 | 3.2952 | 3.1423 | 3.0366 | 2.9784 | 2.8922 | 2.483 | 2.5013 | 2.5366 | 2.6055 | 2.6588 | 2.5094 | 2.5877 | 2.6607 | 2.7201 | 2.714 | 2.6966 | 2.7168 | 2.7505 | 2.7762 | 2.8383 | 2.7808
Best Res. Pool Pump (EE+DF) | Baseline competed | Northwest, Great Basin, California, Rocky Mountains, Upper Midwest, Lower Midwest, Lakes/Mid-Atl., Texas, Southwest, Southeast, Northeast | Residential (New), Residential (Existing) | Other | -17.9986 | 16.729 | 48.7298 | 5382.6509 | 6.2971 | 5.6761 | 5.0545 | 4.5908 | 4.2873 | 3.7427 | 3.6715 | 3.649 | 3.6771 | 3.6647 | 3.2323 | 3.2695 | 3.3333 | 3.4345 | 3.5121 | 3.3082 | 3.4166 | 3.5176 | 3.6033 | 3.5954 | 3.5498 | 3.5823 | 3.6251 | 3.6597 | 3.7439 | 3.6749
Best Res. Pool Pump (EE+DF) | Efficient competed | Northwest, Great Basin, California, Rocky Mountains, Upper Midwest, Lower Midwest, Lakes/Mid-Atl., Texas, Southwest, Southeast, Northeast | Residential (New), Residential (Existing) | Other | -17.9986 | 16.729 | 48.7298 | 5382.6509 | 6.1263 | 5.3763 | 4.6634 | 4.1276 | 3.7573 | 3.1872 | 3.0462 | 2.9493 | 2.898 | 2.819 | 2.4253 | 2.448 | 2.4869 | 2.5587 | 2.615 | 2.4715 | 2.5519 | 2.6271 | 2.6885 | 2.6851 | 2.6705 | 2.6929 | 2.7283 | 2.7557 | 2.819 | 2.7635
Best Residential Gas Dryer | Baseline uncompeted | Northwest, Great Basin, California, Rocky Mountains, Upper Midwest, Lower Midwest, Lakes/Mid-Atl., Texas, Southwest, Southeast, Northeast | Residential (New), Residential (Existing) | Other | -21.1208 | 98.726 | 167.2512 | 3161.0517 | 2.2007 | 2.2582 | 2.3147 | 2.3681 | 2.4136 | 2.4541 | 2.4917 | 2.5287 | 2.5641 | 2.5985 | 2.632 | 2.6657 | 2.7007 | 2.7355 | 2.7726 | 2.8105 | 2.8485 | 2.8875 | 2.9281 | 2.9703 | 3.0107 | 3.0432 | 3.0778 | 3.116 | 3.1555 | 3.1936
Best Residential Gas Dryer | Efficient uncompeted | Northwest, Great Basin, California, Rocky Mountains, Upper Midwest, Lower Midwest, Lakes/Mid-Atl., Texas, Southwest, Southeast, Northeast | Residential (New), Residential (Existing) | Other | -21.1208 | 98.726 | 167.2512 | 3161.0517 | 2.192 | 2.2406 | 2.2881 | 2.3322 | 2.3685 | 2.3998 | 2.4282 | 2.456 | 2.4822 | 2.5073 | 2.5314 | 2.5558 | 2.5815 | 2.6103 | 2.6452 | 2.6813 | 2.7176 | 2.7547 | 2.7935 | 2.8337 | 2.8723 | 2.9033 | 2.9363 | 2.9727 | 3.0104 | 3.0468
Best Residential Gas Dryer | Baseline competed | Northwest, Great Basin, California, Rocky Mountains, Upper Midwest, Lower Midwest, Lakes/Mid-Atl., Texas, Southwest, Southeast, Northeast | Residential (New), Residential (Existing) | Other | -21.1208 | 98.726 | 167.2512 | 3161.0517 | 1.1004 | 1.1291 | 1.1574 | 1.184 | 1.2068 | 1.2271 | 1.2458 | 1.2643 | 1.2821 | 1.2993 | 1.316 | 1.3328 | 1.3503 | 1.3677 | 1.3863 | 1.4053 | 1.4243 | 1.4437 | 1.4641 | 1.4851 | 1.5054 | 1.5216 | 1.5389 | 1.558 | 1.5777 | 1.5968
Best Residential Gas Dryer | Efficient competed | Northwest, Great Basin, California, Rocky Mountains, Upper Midwest, Lower Midwest, Lakes/Mid-Atl., Texas, Southwest, Southeast, Northeast | Residential (New), Residential (Existing) | Other | -21.1208 | 98.726 | 167.2512 | 3161.0517 | 1.096 | 1.1203 | 1.144 | 1.1661 | 1.1842 | 1.1999 | 1.2141 | 1.228 | 1.2411 | 1.2536 | 1.2657 | 1.2779 | 1.2907 | 1.3051 | 1.3226 | 1.3406 | 1.3588 | 1.3774 | 1.3967 | 1.4168 | 1.4362 | 1.4516 | 1.4682 | 1.4864 | 1.5052 | 1.5234
Best Residential Gas Storage WH | Baseline uncompeted | Northwest, Great Basin, California, Rocky Mountains, Upper Midwest, Lower Midwest, Lakes/Mid-Atl., Texas, Southwest, Southeast, Northeast | Residential (New), Residential (Existing) | Water Heating | 999 | 0 | -3.4737 | -65.6522 | 52.8905 | 53.7693 | 54.6082 | 55.42 | 56.0991 | 56.7022 | 57.1963 | 57.6539 | 58.107 | 58.5372 | 58.9659 | 59.3985 | 59.8071 | 60.1634 | 60.536 | 60.8976 | 61.2422 | 61.5938 | 61.9816 | 62.4089 | 62.8159 | 63.0778 | 63.3987 | 63.7984 | 64.2279 | 64.6326
Best Residential Gas Storage WH | Efficient uncompeted | Northwest, Great Basin, California, Rocky Mountains, Upper Midwest, Lower Midwest, Lakes/Mid-Atl., Texas, Southwest, Southeast, Northeast | Residential (New), Residential (Existing) | Water Heating | 999 | 0 | -3.4737 | -65.6522 | 51.7473 | 51.47 | 51.142 | 50.7785 | 50.287 | 49.7265 | 49.0704 | 48.385 | 47.7007 | 47.0021 | 46.3083 | 45.6246 | 44.9945 | 45.126 | 45.402 | 45.6732 | 45.9317 | 46.1953 | 46.4862 | 46.8067 | 47.1119 | 47.3084 | 47.549 | 47.8488 | 48.1709 | 48.4744
Best Residential Gas Storage WH | Baseline competed | Northwest, Great Basin, California, Rocky Mountains, Upper Midwest, Lower Midwest, Lakes/Mid-Atl., Texas, Southwest, Southeast, Northeast | Residential (New), Residential (Existing) | Water Heating | 999 | 0 | -3.4737 | -65.6522 | 23.6842 | 24.0823 | 24.4836 | 24.8788 | 25.1833 | 25.3721 | 25.4878 | 25.5694 | 25.0041 | 24.4887 | 23.9929 | 23.5489 | 23.1236 | 22.5835 | 22.1371 | 21.7274 | 21.345 | 21.0115 | 20.7419 | 20.5318 | 20.3269 | 19.9949 | 19.7012 | 19.4699 | 19.2441 | 18.9954
Best Residential Gas Storage WH | Efficient competed | Northwest, Great Basin, California, Rocky Mountains, Upper Midwest, Lower Midwest, Lakes/Mid-Atl., Texas, Southwest, Southeast, Northeast | Residential (New), Residential (Existing) | Water Heating | 999 | 0 | -3.4737 | -65.6522 | 23.182 | 23.0683 | 22.9495 | 22.8181 | 22.5999 | 22.2786 | 21.8957 | 21.4872 | 20.5624 | 19.6996 | 18.873 | 18.1067 | 17.3992 | 16.939 | 16.6029 | 16.2956 | 16.0087 | 15.7586 | 15.5564 | 15.3988 | 15.2452 | 14.9962 | 14.7759 | 14.6024 | 14.4331 | 14.2465
Best Residential LED Lighting | Baseline uncompeted | Northwest, Great Basin, California, Rocky Mountains, Upper Midwest, Lower Midwest, Lakes/Mid-Atl., Texas, Southwest, Southeast, Northeast | Residential (New), Residential (Existing) | Lighting | 999 | 0 | -9.4836 | -643.5777 | 8.7187 | 7.7437 | 6.848 | 6.1444 | 5.637 | 5.1853 | 4.9326 | 4.7516 | 4.678 | 4.5606 | 4.5158 | 4.4607 | 4.4235 | 4.3833 | 4.3545 | 4.2166 | 4.1331 | 4.0603 | 3.9797 | 3.8724 | 3.8047 | 3.72 | 3.6713 | 3.6169 | 3.596 | 3.5518
Best Residential LED Lighting | Efficient uncompeted | Northwest, Great Basin, California, Rocky Mountains, Upper Midwest, Lower Midwest, Lakes/Mid-Atl., Texas, Southwest, Southeast, Northeast | Residential (New), Residential (Existing) | Lighting | 999 | 0 | -9.4836 | -643.5777 | 8.4371 | 7.2297 | 6.1671 | 5.3437 | 4.7342 | 4.1905 | 3.8465 | 3.6147 | 3.5079 | 3.3667 | 3.2775 | 3.1813 | 3.0986 | 3.0164 | 2.9956 | 2.8834 | 2.8332 | 2.79 | 2.7411 | 2.6734 | 2.633 | 2.5803 | 2.5522 | 2.52 | 2.5109 | 2.4855
Best Residential LED Lighting | Baseline competed | Northwest, Great Basin, California, Rocky Mountains, Upper Midwest, Lower Midwest, Lakes/Mid-Atl., Texas, Southwest, Southeast, Northeast | Residential (New), Residential (Existing) | Lighting | 999 | 0 | -9.4836 | -643.5777 | 5.1078 | 4.5701 | 4.0539 | 3.6389 | 3.3397 | 3.0471 | 2.8766 | 2.7513 | 2.6931 | 2.6088 | 2.5681 | 2.5231 | 2.4898 | 2.4552 | 2.4283 | 2.3394 | 2.2803 | 2.2282 | 2.1728 | 2.104 | 2.0578 | 2.0032 | 1.9688 | 1.9319 | 1.9135 | 1.8831
Best Residential LED Lighting | Efficient competed | Northwest, Great Basin, California, Rocky Mountains, Upper Midwest, Lower Midwest, Lakes/Mid-Atl., Texas, Southwest, Southeast, Northeast | Residential (New), Residential (Existing) | Lighting | 999 | 0 | -9.4836 | -643.5777 | 4.9414 | 4.266 | 3.6509 | 3.1648 | 2.8048 | 2.4624 | 2.2428 | 2.0922 | 2.018 | 1.9244 | 1.8623 | 1.7979 | 1.7425 | 1.6881 | 1.6689 | 1.5978 | 1.5613 | 1.5292 | 1.4948 | 1.4508 | 1.4223 | 1.3878 | 1.367 | 1.3444 | 1.3346 | 1.3162
Best Residential Oil WH | Baseline uncompeted | Northwest, Great Basin, California, Rocky Mountains, Upper Midwest, Lower Midwest, Lakes/Mid-Atl., Texas, Southwest, Southeast, Northeast | Residential (New), Residential (Existing) | Water Heating | 22.2433 | 4.2747 | 16.4074 | 221.3032 | 2.7013 | 2.627 | 2.5624 | 2.5085 | 2.4656 | 2.4354 | 2.4002 | 2.363 | 2.3241 | 2.2853 | 2.2451 | 2.2055 | 2.1659 | 2.127 | 2.0891 | 2.0526 | 2.0169 | 1.9832 | 1.9508 | 1.9208 | 1.8922 | 1.864 | 1.8371 | 1.8116 | 1.7868 | 1.7628
Best Residential Oil WH | Efficient uncompeted | Northwest, Great Basin, California, Rocky Mountains, Upper Midwest, Lower Midwest, Lakes/Mid-Atl., Texas, Southwest, Southeast, Northeast | Residential (New), Residential (Existing) | Water Heating | 22.2433 | 4.2747 | 16.4074 | 221.3032 | 2.6846 | 2.5943 | 2.5144 | 2.4458 | 2.3885 | 2.344 | 2.295 | 2.2444 | 2.1926 | 2.1412 | 2.0894 | 2.0452 | 2.0066 | 1.9706 | 1.9355 | 1.9017 | 1.8686 | 1.8373 | 1.8074 | 1.7795 | 1.753 | 1.7269 | 1.702 | 1.6784 | 1.6554 | 1.6332
Best Residential Oil WH | Baseline competed | Northwest, Great Basin, California, Rocky Mountains, Upper Midwest, Lower Midwest, Lakes/Mid-Atl., Texas, Southwest, Southeast, Northeast | Residential (New), Residential (Existing) | Water Heating | 22.2433 | 4.2747 | 16.4074 | 221.3032 | 0 | 0 | 0 | 0 | 0 | 0 | 0 | 0 | 0 | 0 | 0 | 0 | 0 | 0 | 0 | 0 | 0 | 0 | 0 | 0 | 0 | 0 | 0 | 0 | 0 | 0
Best Residential Oil WH | Efficient competed | Northwest, Great Basin, California, Rocky Mountains, Upper Midwest, Lower Midwest, Lakes/Mid-Atl., Texas, Southwest, Southeast, Northeast | Residential (New), Residential (Existing) | Water Heating | 22.2433 | 4.2747 | 16.4074 | 221.3032 | 0 | 0 | 0 | 0 | 0 | 0 | 0 | 0 | 0 | 0 | 0 | 0 | 0 | 0 | 0 | 0 | 0 | 0 | 0 | 0 | 0 | 0 | 0 | 0 | 0 | 0
Best Residential Refrigerator | Baseline uncompeted | Northwest, Great Basin, California, Rocky Mountains, Upper Midwest, Lower Midwest, Lakes/Mid-Atl., Texas, Southwest, Southeast, Northeast | Residential (New), Residential (Existing) | Refrigeration | 999 | 0 | -78.0551 | -5296.1183 | 25.7598 | 22.9612 | 20.1795 | 17.9144 | 16.3078 | 15.163 | 14.5853 | 14.1809 | 14.0829 | 13.8217 | 13.7359 | 13.6168 | 13.553 | 13.5064 | 13.5065 | 13.5827 | 13.7594 | 13.9059 | 13.9306 | 13.7609 | 13.6983 | 13.5478 | 13.5018 | 13.4216 | 13.4434 | 13.3586
Best Residential Refrigerator | Efficient uncompeted | Northwest, Great Basin, California, Rocky Mountains, Upper Midwest, Lower Midwest, Lakes/Mid-Atl., Texas, Southwest, Southeast, Northeast | Residential (New), Residential (Existing) | Refrigeration | 999 | 0 | -78.0551 | -5296.1183 | 25.5914 | 22.6647 | 19.7935 | 17.4627 | 15.7991 | 14.6014 | 13.9619 | 13.4954 | 13.3249 | 13.0031 | 12.8497 | 12.6676 | 12.5396 | 12.429 | 12.364 | 12.3709 | 12.4907 | 12.6237 | 12.6461 | 12.4921 | 12.4352 | 12.2985 | 12.2568 | 12.1841 | 12.2038 | 12.1269
Best Residential Refrigerator | Baseline competed | Northwest, Great Basin, California, Rocky Mountains, Upper Midwest, Lower Midwest, Lakes/Mid-Atl., Texas, Southwest, Southeast, Northeast | Residential (New), Residential (Existing) | Refrigeration | 999 | 0 | -78.0551 | -5296.1183 | 7.3667 | 6.562 | 5.7605 | 5.1065 | 4.6413 | 4.299 | 4.1205 | 3.9929 | 3.9534 | 3.8695 | 3.8356 | 3.7935 | 3.7678 | 3.7479 | 3.7418 | 3.7576 | 3.8014 | 3.8374 | 3.8404 | 3.7903 | 3.7701 | 3.7261 | 3.7111 | 3.687 | 3.691 | 3.6657
Best Residential Refrigerator | Efficient competed | Northwest, Great Basin, California, Rocky Mountains, Upper Midwest, Lower Midwest, Lakes/Mid-Atl., Texas, Southwest, Southeast, Northeast | Residential (New), Residential (Existing) | Refrigeration | 999 | 0 | -78.0551 | -5296.1183 | 7.3186 | 6.4773 | 5.6504 | 4.9779 | 4.4967 | 4.14 | 3.9446 | 3.8002 | 3.7409 | 3.6405 | 3.5884 | 3.5292 | 3.4862 | 3.4491 | 3.4253 | 3.4224 | 3.4509 | 3.4836 | 3.4862 | 3.4408 | 3.4225 | 3.3825 | 3.3689 | 3.3471 | 3.3507 | 3.3277
Com. Cooking (FS) | Baseline uncompeted | Northwest, Great Basin, California, Rocky Mountains, Upper Midwest, Lower Midwest, Lakes/Mid-Atl., Texas, Southwest, Southeast, Northeast | Commercial (New), Commercial (Existing) | Cooking | 999 | 999 | 999 | 804.1083 | 18.3578 | 18.8373 | 19.2204 | 19.5536 | 19.836 | 20.0992 | 20.3614 | 20.605 | 20.8069 | 20.9863 | 21.1504 | 21.3182 | 21.4726 | 21.5921 | 21.7215 | 21.8339 | 21.9495 | 22.0716 | 22.2154 | 22.3786 | 22.5196 | 22.5724 | 22.665 | 22.8064 | 22.9652 | 23.1068
Com. Cooking (FS) | Efficient uncompeted | Northwest, Great Basin, California, Rocky Mountains, Upper Midwest, Lower Midwest, Lakes/Mid-Atl., Texas, Southwest, Southeast, Northeast | Commercial (New), Commercial (Existing) | Cooking | 999 | 999 | 999 | 804.1083 | 17.9294 | 17.6944 | 17.0548 | 16.185 | 15.1236 | 14.0304 | 13.012 | 12.0186 | 11.0997 | 10.0365 | 9.0316 | 8.6594 | 8.6301 | 8.5914 | 8.5626 | 8.577 | 8.6434 | 8.6871 | 8.6489 | 8.5753 | 8.5146 | 8.3475 | 8.2861 | 8.1882 | 8.189 | 8.1092
Com. Cooking (FS) | Baseline competed | Northwest, Great Basin, California, Rocky Mountains, Upper Midwest, Lower Midwest, Lakes/Mid-Atl., Texas, Southwest, Southeast, Northeast | Commercial (New), Commercial (Existing) | Cooking | 999 | 999 | 999 | 804.1083 | 18.3578 | 18.8373 | 19.2204 | 19.5536 | 19.836 | 20.0992 | 20.3614 | 20.605 | 20.8069 | 20.9863 | 21.1504 | 21.3182 | 21.4726 | 21.5921 | 21.7215 | 21.8339 | 21.9495 | 22.0716 | 22.2154 | 22.3786 | 22.5196 | 22.5724 | 22.665 | 22.8064 | 22.9652 | 23.1068
Com. Cooking (FS) | Efficient competed | Northwest, Great Basin, California, Rocky Mountains, Upper Midwest, Lower Midwest, Lakes/Mid-Atl., Texas, Southwest, Southeast, Northeast | Commercial (New), Commercial (Existing) | Cooking | 999 | 999 | 999 | 804.1083 | 17.9294 | 17.6944 | 17.0548 | 16.185 | 15.1236 | 14.0304 | 13.012 | 12.0186 | 11.0997 | 10.0365 | 9.0316 | 8.6594 | 8.6301 | 8.5914 | 8.5626 | 8.577 | 8.6434 | 8.6871 | 8.6489 | 8.5753 | 8.5146 | 8.3475 | 8.2861 | 8.1882 | 8.189 | 8.1092
Commercial Lighting, 90.1 c. 2022 | Baseline uncompeted | Northwest, Great Basin, California, Rocky Mountains, Upper Midwest, Lower Midwest, Lakes/Mid-Atl., Texas, Southwest, Southeast, Northeast | Commercial (New), Commercial (Existing) | Lighting | 30.0257 | 3.3269 | 4.1841 | 999 | -0.041969 | -7.4278 | -14.2747 | -19.3472 | -22.3213 | -24.6796 | -25.839 | -26.6474 | -26.6774 | -27.1351 | -27.0528 | -27.277 | -27.1698 | -26.7932 | -26.6935 | -26.2525 | -25.5565 | -24.9889 | -24.6975 | -25.0883 | -24.7619 | -24.6326 | -24.3761 | -24.1641 | -23.6521 | -23.2732
Commercial Lighting, 90.1 c. 2022 | Efficient uncompeted | Northwest, Great Basin, California, Rocky Mountains, Upper Midwest, Lower Midwest, Lakes/Mid-Atl., Texas, Southwest, Southeast, Northeast | Commercial (New), Commercial (Existing) | Lighting | 30.0257 | 3.3269 | 4.1841 | 999 | 0.35768 | -6.1888 | -11.8283 | -15.5336 | -17.1961 | -18.2193 | -18.2354 | -18.2395 | -18.2626 | -18.4519 | -18.2809 | -18.3236 | -18.042 | -17.5211 | -17.1647 | -16.7607 | -16.1668 | -15.76 | -15.5711 | -15.8789 | -15.672 | -15.6144 | -15.4532 | -15.3281 | -14.9738 | -14.7244
Commercial Lighting, 90.1 c. 2022 | Baseline competed | Northwest, Great Basin, California, Rocky Mountains, Upper Midwest, Lower Midwest, Lakes/Mid-Atl., Texas, Southwest, Southeast, Northeast | Commercial (New), Commercial (Existing) | Lighting | 30.0257 | 3.3269 | 4.1841 | 999 | -0.01108 | -1.9609 | -3.7685 | -5.1077 | -5.8928 | -6.1047 | -6.0122 | -5.8686 | -5.6652 | -5.5007 | -5.157 | -4.9139 | -4.6535 | -4.3859 | -4.1958 | -3.9883 | -3.7669 | -3.5708 | -3.4246 | -3.4037 | -3.2957 | -3.2272 | -3.1507 | -3.084 | -2.9928 | -3.2034
Commercial Lighting, 90.1 c. 2022 | Efficient competed | Northwest, Great Basin, California, Rocky Mountains, Upper Midwest, Lower Midwest, Lakes/Mid-Atl., Texas, Southwest, Southeast, Northeast | Commercial (New), Commercial (Existing) | Lighting | 30.0257 | 3.3269 | 4.1841 | 999 | 0.094427 | -1.6338 | -3.1227 | -4.1009 | -4.5398 | -4.5105 | -4.2477 | -4.0212 | -3.8865 | -3.75 | -3.4946 | -3.3098 | -3.0974 | -2.8727 | -2.6978 | -2.5453 | -2.3809 | -2.2502 | -2.1576 | -2.1527 | -2.0846 | -2.0448 | -1.9968 | -1.9558 | -1.8951 | -2.0266
Commercial Plug Loads, Tier 1 APS | Baseline uncompeted | Northwest, Great Basin, California, Rocky Mountains, Upper Midwest, Lower Midwest, Lakes/Mid-Atl., Texas, Southwest, Southeast, Northeast | Commercial (New), Commercial (Existing) | Computers and Electronics | -4.2491 | 11.2526 | 24.4127 | 1693.83 | 52.865 | 48.0047 | 42.9665 | 38.9465 | 36.3071 | 34.4367 | 33.6126 | 33.1469 | 33.2199 | 32.9063 | 32.935 | 32.727 | 32.8786 | 33.183 | 33.3011 | 33.6006 | 34.0648 | 34.4307 | 34.4823 | 34.083 | 34.0029 | 33.5719 | 33.411 | 33.171 | 33.2818 | 33.1024
Commercial Plug Loads, Tier 1 APS | Efficient uncompeted | Northwest, Great Basin, California, Rocky Mountains, Upper Midwest, Lower Midwest, Lakes/Mid-Atl., Texas, Southwest, Southeast, Northeast | Commercial (New), Commercial (Existing) | Computers and Electronics | -4.2491 | 11.2526 | 24.4127 | 1693.83 | 51.7556 | 46.0215 | 40.3429 | 35.8182 | 32.7763 | 30.9804 | 30.1394 | 29.628 | 29.6038 | 29.2866 | 29.3122 | 29.1271 | 29.2619 | 29.5329 | 29.638 | 29.9045 | 30.3176 | 30.6433 | 30.6893 | 30.3339 | 30.2626 | 29.879 | 29.7358 | 29.5222 | 29.6208 | 29.4611
Commercial Plug Loads, Tier 1 APS | Baseline competed | Northwest, Great Basin, California, Rocky Mountains, Upper Midwest, Lower Midwest, Lakes/Mid-Atl., Texas, Southwest, Southeast, Northeast | Commercial (New), Commercial (Existing) | Computers and Electronics | -4.2491 | 11.2526 | 24.4127 | 1693.83 | 0 | 0 | 0 | 0 | 0 | 0 | 0 | 0 | 0 | 0 | 0 | 0 | 0 | 0 | 0 | 0 | 0 | 0 | 0 | 0 | 0 | 0 | 0 | 0 | 0 | 0
Commercial Plug Loads, Tier 1 APS | Efficient competed | Northwest, Great Basin, California, Rocky Mountains, Upper Midwest, Lower Midwest, Lakes/Mid-Atl., Texas, Southwest, Southeast, Northeast | Commercial (New), Commercial (Existing) | Computers and Electronics | -4.2491 | 11.2526 | 24.4127 | 1693.83 | 0 | 0 | 0 | 0 | 0 | 0 | 0 | 0 | 0 | 0 | 0 | 0 | 0 | 0 | 0 | 0 | 0 | 0 | 0 | 0 | 0 | 0 | 0 | 0 | 0 | 0
ENERGY STAR Com. ASHP (FS) + Env. | Baseline uncompeted | California, Upper Midwest, Lower Midwest, Texas, Southwest, Southeast | Commercial (New), Commercial (Existing) | Heating (Equip.), Cooling (Equip.) | -6.1725 | 45.5444 | 42.6366 | 554.0505 | 38.3931 | 36.6972 | 34.9576 | 33.8015 | 33.2369 | 32.6458 | 32.2446 | 31.7858 | 31.6081 | 31.2695 | 31.073 | 30.811 | 30.5524 | 30.3924 | 30.1506 | 29.8634 | 29.6347 | 29.3996 | 29.1226 | 28.6122 | 28.4334 | 28.0868 | 27.7963 | 27.6075 | 27.411 | 27.2149
ENERGY STAR Com. ASHP (FS) + Env. | Efficient uncompeted | California, Upper Midwest, Lower Midwest, Texas, Southwest, Southeast | Commercial (New), Commercial (Existing) | Heating (Equip.), Cooling (Equip.) | -6.1725 | 45.5444 | 42.6366 | 554.0505 | 37.2927 | 34.3702 | 31.2782 | 28.7258 | 26.7547 | 24.762 | 23.0255 | 21.2561 | 19.9382 | 18.4234 | 17.1364 | 15.8498 | 14.5685 | 13.4649 | 12.2248 | 11.0262 | 10.5026 | 10.3607 | 10.1392 | 9.6624 | 9.5246 | 9.2844 | 9.1263 | 9.0466 | 8.9307 | 8.8076
ENERGY STAR Com. ASHP (FS) + Env. | Baseline competed | California, Upper Midwest, Lower Midwest, Texas, Southwest, Southeast | Commercial (New), Commercial (Existing) | Heating (Equip.), Cooling (Equip.) | -6.1725 | 45.5444 | 42.6366 | 554.0505 | 7.7373 | 6.7355 | 5.7782 | 5.1617 | 4.8818 | 4.3557 | 3.9619 | 3.5855 | 3.3761 | 3.1283 | 2.9582 | 2.7759 | 2.6087 | 2.496 | 2.3632 | 2.2321 | 2.1498 | 2.0997 | 2.043 | 1.9207 | 1.895 | 1.8426 | 1.8 | 1.7781 | 1.7452 | 1.6159
ENERGY STAR Com. ASHP (FS) + Env. | Efficient competed | California, Upper Midwest, Lower Midwest, Texas, Southwest, Southeast | Commercial (New), Commercial (Existing) | Heating (Equip.), Cooling (Equip.) | -6.1725 | 45.5444 | 42.6366 | 554.0505 | 7.7148 | 6.6942 | 5.7207 | 5.089 | 4.7926 | 4.2619 | 3.8634 | 3.483 | 3.2708 | 3.0194 | 2.8458 | 2.6608 | 2.4907 | 2.3755 | 2.2404 | 2.1077 | 2.0272 | 1.98 | 1.9244 | 1.8044 | 1.7799 | 1.7307 | 1.6903 | 1.6693 | 1.638 | 1.518
ENERGY STAR Com. ASHP (FS) + Env. CC | Baseline uncompeted | Northwest, Great Basin, Rocky Mountains, Upper Midwest, Lakes/Mid-Atl., Northeast | Commercial (New), Commercial (Existing) | Heating (Equip.), Cooling (Equip.) | -6.8304 | 50.043 | 47.8093 | 563.5265 | 54.4279 | 54.817 | 54.9554 | 54.9133 | 54.5807 | 54.2361 | 53.9906 | 53.7907 | 53.4407 | 53.0475 | 52.6523 | 52.2256 | 51.8603 | 51.3965 | 50.9677 | 50.57 | 50.1819 | 49.7939 | 49.4262 | 49.1302 | 48.7343 | 48.2948 | 47.9108 | 47.52 | 47.2061 | 46.7945
ENERGY STAR Com. ASHP (FS) + Env. CC | Efficient uncompeted | Northwest, Great Basin, Rocky Mountains, Upper Midwest, Lakes/Mid-Atl., Northeast | Commercial (New), Commercial (Existing) | Heating (Equip.), Cooling (Equip.) | -6.8304 | 50.043 | 47.8093 | 563.5265 | 52.2923 | 50.3782 | 48.0671 | 45.3698 | 42.2667 | 39.2471 | 36.4551 | 33.8134 | 31.0849 | 28.3658 | 25.726 | 22.965 | 20.5659 | 18.0099 | 15.6846 | 13.5613 | 12.2463 | 11.884 | 11.7248 | 11.5955 | 11.293 | 10.9946 | 10.7825 | 10.4262 | 10.3347 | 10.1284
ENERGY STAR Com. ASHP (FS) + Env. CC | Baseline competed | Northwest, Great Basin, Rocky Mountains, Upper Midwest, Lakes/Mid-Atl., Northeast | Commercial (New), Commercial (Existing) | Heating (Equip.), Cooling (Equip.) | -6.8304 | 50.043 | 47.8093 | 563.5265 | 2.9098 | 2.7433 | 2.5717 | 2.3832 | 2.1927 | 1.9501 | 1.7865 | 1.675 | 1.5479 | 1.4301 | 1.3334 | 1.2304 | 1.1689 | 1.1056 | 1.0527 | 1.0157 | 0.98726 | 0.96751 | 0.95818 | 0.95321 | 0.93637 | 0.91575 | 0.90075 | 0.87264 | 0.86849 | 0.80558
ENERGY STAR Com. ASHP (FS) + Env. CC | Efficient competed | Northwest, Great Basin, Rocky Mountains, Upper Midwest, Lakes/Mid-Atl., Northeast | Commercial (New), Commercial (Existing) | Heating (Equip.), Cooling (Equip.) | -6.8304 | 50.043 | 47.8093 | 563.5265 | 2.8998 | 2.7242 | 2.5443 | 2.3483 | 2.151 | 1.9053 | 1.7387 | 1.6243 | 1.495 | 1.3751 | 1.2765 | 1.1722 | 1.1092 | 1.0452 | 0.99109 | 0.95303 | 0.92406 | 0.90554 | 0.89723 | 0.89315 | 0.87768 | 0.8584 | 0.8444 | 0.81752 | 0.8143 | 0.75523
ENERGY STAR Com. ASHP (LFL) + Env. | Baseline uncompeted | California, Upper Midwest, Lower Midwest, Texas, Southwest, Southeast | Commercial (New), Commercial (Existing) | Heating (Equip.), Cooling (Equip.) | -3.7633 | 32.8946 | 38.5846 | 3076.2833 | 2.2646 | 1.946 | 1.642 | 1.4378 | 1.3245 | 1.2294 | 1.1638 | 1.1038 | 1.0889 | 1.0494 | 1.0305 | 1.0059 | 0.98029 | 0.97052 | 0.94834 | 0.92217 | 0.90627 | 0.89138 | 0.86626 | 0.81553 | 0.80093 | 0.77281 | 0.75113 | 0.73699 | 0.72127 | 0.70712
ENERGY STAR Com. ASHP (LFL) + Env. | Efficient uncompeted | California, Upper Midwest, Lower Midwest, Texas, Southwest, Southeast | Commercial (New), Commercial (Existing) | Heating (Equip.), Cooling (Equip.) | -3.7633 | 32.8946 | 38.5846 | 3076.2833 | 2.2442 | 1.9113 | 1.599 | 1.3883 | 1.2685 | 1.1678 | 1.0967 | 1.0319 | 1.0102 | 0.96644 | 0.94215 | 0.91294 | 0.88313 | 0.86815 | 0.84318 | 0.81704 | 0.80115 | 0.78635 | 0.76263 | 0.71636 | 0.70233 | 0.67717 | 0.65776 | 0.64485 | 0.63071 | 0.61796
ENERGY STAR Com. ASHP (LFL) + Env. | Baseline competed | California, Upper Midwest, Lower Midwest, Texas, Southwest, Southeast | Commercial (New), Commercial (Existing) | Heating (Equip.), Cooling (Equip.) | -3.7633 | 32.8946 | 38.5846 | 3076.2833 | 2.2646 | 1.946 | 1.642 | 1.4378 | 1.3245 | 1.1538 | 1.0253 | 0.91376 | 0.84828 | 0.77041 | 0.71411 | 0.65903 | 0.60825 | 0.57107 | 0.52998 | 0.49594 | 0.47913 | 0.46507 | 0.44652 | 0.4149 | 0.39783 | 0.35722 | 0.32373 | 0.29664 | 0.27111 | 0.24834
ENERGY STAR Com. ASHP (LFL) + Env. | Efficient competed | California, Upper Midwest, Lower Midwest, Texas, Southwest, Southeast | Commercial (New), Commercial (Existing) | Heating (Equip.), Cooling (Equip.) | -3.7633 | 32.8946 | 38.5846 | 3076.2833 | 2.2442 | 1.9113 | 1.599 | 1.3883 | 1.2685 | 1.0969 | 0.96754 | 0.85575 | 0.78836 | 0.71074 | 0.65384 | 0.59873 | 0.54822 | 0.51075 | 0.47088 | 0.43894 | 0.42295 | 0.40951 | 0.39221 | 0.36341 | 0.34774 | 0.31179 | 0.28218 | 0.2582 | 0.23569 | 0.21561
ENERGY STAR Com. ASHP (LFL) + Env. CC | Baseline uncompeted | Northwest, Great Basin, Rocky Mountains, Upper Midwest, Lakes/Mid-Atl., Northeast | Commercial (New), Commercial (Existing) | Heating (Equip.), Cooling (Equip.) | -5.0263 | 38.8646 | 55.0044 | 3060.9963 | 1.3127 | 1.2098 | 1.1036 | 0.98525 | 0.88367 | 0.81087 | 0.77538 | 0.75794 | 0.73169 | 0.70035 | 0.6776 | 0.65335 | 0.63511 | 0.61223 | 0.59911 | 0.59229 | 0.58774 | 0.58015 | 0.56893 | 0.55907 | 0.54413 | 0.52649 | 0.51278 | 0.49216 | 0.48535 | 0.46957
ENERGY STAR Com. ASHP (LFL) + Env. CC | Efficient uncompeted | Northwest, Great Basin, Rocky Mountains, Upper Midwest, Lakes/Mid-Atl., Northeast | Commercial (New), Commercial (Existing) | Heating (Equip.), Cooling (Equip.) | -5.0263 | 38.8646 | 55.0044 | 3060.9963 | 1.3018 | 1.1899 | 1.0767 | 0.95348 | 0.84831 | 0.77222 | 0.73281 | 0.71097 | 0.68138 | 0.64757 | 0.62226 | 0.59612 | 0.5753 | 0.55075 | 0.5355 | 0.52661 | 0.52049 | 0.51216 | 0.50083 | 0.49074 | 0.47628 | 0.46002 | 0.4475 | 0.42899 | 0.42237 | 0.40797
ENERGY STAR Com. ASHP (LFL) + Env. CC | Baseline competed | Northwest, Great Basin, Rocky Mountains, Upper Midwest, Lakes/Mid-Atl., Northeast | Commercial (New), Commercial (Existing) | Heating (Equip.), Cooling (Equip.) | -5.0263 | 38.8646 | 55.0044 | 3060.9963 | 1.3127 | 1.2098 | 1.1036 | 0.98525 | 0.88367 | 0.76179 | 0.68442 | 0.62918 | 0.57184 | 0.51598 | 0.47128 | 0.42964 | 0.39534 | 0.36129 | 0.33564 | 0.31691 | 0.30497 | 0.29639 | 0.28706 | 0.27875 | 0.25998 | 0.23506 | 0.21419 | 0.19242 | 0.17757 | 0.16081
ENERGY STAR Com. ASHP (LFL) + Env. CC | Efficient competed | Northwest, Great Basin, Rocky Mountains, Upper Midwest, Lakes/Mid-Atl., Northeast | Commercial (New), Commercial (Existing) | Heating (Equip.), Cooling (Equip.) | -5.0263 | 38.8646 | 55.0044 | 3060.9963 | 1.3018 | 1.1899 | 1.0767 | 0.95348 | 0.84831 | 0.72574 | 0.64719 | 0.59048 | 0.53266 | 0.47704 | 0.43252 | 0.39149 | 0.35741 | 0.32413 | 0.29897 | 0.28063 | 0.26875 | 0.26012 | 0.25096 | 0.24274 | 0.22538 | 0.20306 | 0.18452 | 0.1653 | 0.15203 | 0.13721
ENERGY STAR Com. ASHP (RST) + Env. | Baseline uncompeted | California, Upper Midwest, Lower Midwest, Texas, Southwest, Southeast | Commercial (New), Commercial (Existing) | Heating (Equip.), Cooling (Equip.) | 1.0674 | 18.7239 | 22.2049 | 1786.043 | 12.2752 | 10.6686 | 9.103 | 8.0608 | 7.5293 | 7.0509 | 6.7631 | 6.4611 | 6.4441 | 6.2706 | 6.2216 | 6.1422 | 6.0586 | 6.0689 | 5.9746 | 5.8632 | 5.8159 | 5.7656 | 5.6531 | 5.3701 | 5.3134 | 5.1807 | 5.0915 | 5.0565 | 5.0012 | 4.9492
ENERGY STAR Com. ASHP (RST) + Env. | Efficient uncompeted | California, Upper Midwest, Lower Midwest, Texas, Southwest, Southeast | Commercial (New), Commercial (Existing) | Heating (Equip.), Cooling (Equip.) | 1.0674 | 18.7239 | 22.2049 | 1786.043 | 12.0226 | 10.241 | 8.5717 | 7.4557 | 6.8563 | 6.3221 | 5.9691 | 5.6106 | 5.5031 | 5.281 | 5.1706 | 5.0259 | 4.8851 | 4.85 | 4.7603 | 4.6717 | 4.6376 | 4.5954 | 4.5058 | 4.2659 | 4.2374 | 4.1501 | 4.0852 | 4.0641 | 4.0291 | 4.0017
ENERGY STAR Com. ASHP (RST) + Env. | Baseline competed | California, Upper Midwest, Lower Midwest, Texas, Southwest, Southeast | Commercial (New), Commercial (Existing) | Heating (Equip.), Cooling (Equip.) | 1.0674 | 18.7239 | 22.2049 | 1786.043 | 0.051698 | 0.042006 | 0.033295 | 0.02707 | 0.022836 | 0.01915 | 0.016657 | 0.014541 | 0.013403 | 0.011837 | 0.010663 | 0.009717 | 0.008828 | 0.008184 | 0.007444 | 0.006582 | 0.005934 | 0.005368 | 0.004768 | 0.004167 | 0.003673 | 0.003196 | 0.00284 | 0.002541 | 0.002258 | 0.002
ENERGY STAR Com. ASHP (RST) + Env. | Efficient competed | California, Upper Midwest, Lower Midwest, Texas, Southwest, Southeast | Commercial (New), Commercial (Existing) | Heating (Equip.), Cooling (Equip.) | 1.0674 | 18.7239 | 22.2049 | 1786.043 | 0.047989 | 0.036614 | 0.027169 | 0.020598 | 0.016134 | 0.012537 | 0.010054 | 0.008037 | 0.006723 | 0.005339 | 0.004266 | 0.003395 | 0.002651 | 0.002191 | 0.001828 | 0.001563 | 0.001394 | 0.001248 | 0.001097 | 0.000948 | 0.000826 | 0.000712 | 0.000628 | 0.000557 | 0.000491 | 0.000431
ENERGY STAR Com. ASHP (RST) + Env. CC | Baseline uncompeted | Northwest, Great Basin, Rocky Mountains, Upper Midwest, Lakes/Mid-Atl., Northeast | Commercial (New), Commercial (Existing) | Heating (Equip.), Cooling (Equip.) | 1.962 | 17.0766 | 22.4458 | 1198.65 | 7.7729 | 7.2545 | 6.7121 | 6.0938 | 5.5264 | 5.1477 | 4.9838 | 4.9226 | 4.805 | 4.6535 | 4.5514 | 4.4194 | 4.3598 | 4.2498 | 4.2057 | 4.2084 | 4.2169 | 4.2044 | 4.1681 | 4.147 | 4.0712 | 3.9827 | 3.925 | 3.8092 | 3.7914 | 3.721
ENERGY STAR Com. ASHP (RST) + Env. CC | Efficient uncompeted | Northwest, Great Basin, Rocky Mountains, Upper Midwest, Lakes/Mid-Atl., Northeast | Commercial (New), Commercial (Existing) | Heating (Equip.), Cooling (Equip.) | 1.962 | 17.0766 | 22.4458 | 1198.65 | 7.4634 | 6.6958 | 5.9611 | 5.2137 | 4.5539 | 4.084 | 3.8035 | 3.6166 | 3.3951 | 3.1685 | 2.9841 | 2.7841 | 2.6544 | 2.5388 | 2.4877 | 2.4891 | 2.5052 | 2.5074 | 2.4955 | 2.4939 | 2.4597 | 2.4163 | 2.3891 | 2.3252 | 2.3293 | 2.2985
ENERGY STAR Com. ASHP (RST) + Env. CC | Baseline competed | Northwest, Great Basin, Rocky Mountains, Upper Midwest, Lakes/Mid-Atl., Northeast | Commercial (New), Commercial (Existing) | Heating (Equip.), Cooling (Equip.) | 1.962 | 17.0766 | 22.4458 | 1198.65 | 0.013203 | 0.012244 | 0.011231 | 0.010048 | 0.009025 | 0.007681 | 0.006837 | 0.006199 | 0.005583 | 0.004969 | 0.004482 | 0.004036 | 0.003659 | 0.003296 | 0.003023 | 0.002758 | 0.002515 | 0.002285 | 0.002064 | 0.001869 | 0.00167 | 0.001489 | 0.00134 | 0.001189 | 0.001077 | 0.000964
ENERGY STAR Com. ASHP (RST) + Env. CC | Efficient competed | Northwest, Great Basin, Rocky Mountains, Upper Midwest, Lakes/Mid-Atl., Northeast | Commercial (New), Commercial (Existing) | Heating (Equip.), Cooling (Equip.) | 1.962 | 17.0766 | 22.4458 | 1198.65 | 0.012305 | 0.010623 | 0.009054 | 0.007499 | 0.006209 | 0.0049 | 0.004026 | 0.003348 | 0.002747 | 0.002208 | 0.001779 | 0.001413 | 0.001111 | 0.000894 | 0.000772 | 0.000691 | 0.000625 | 0.000565 | 0.000507 | 0.000456 | 0.000405 | 0.000359 | 0.000322 | 0.000284 | 0.000256 | 0.000228
ENERGY STAR Commercial Gas WH v. 2.0 | Baseline uncompeted | Northwest, Great Basin, California, Rocky Mountains, Upper Midwest, Lower Midwest, Lakes/Mid-Atl., Texas, Southwest, Southeast, Northeast | Commercial (New), Commercial (Existing) | Water Heating | -7.5106 | 15.7529 | 23.8436 | 450.6455 | 32.1686 | 32.8479 | 33.3673 | 33.8016 | 34.1307 | 34.4254 | 34.7126 | 34.9765 | 35.176 | 35.347 | 35.5015 | 35.6704 | 35.8208 | 35.9146 | 36.0312 | 36.13 | 36.2296 | 36.3457 | 36.5034 | 36.7019 | 36.8554 | 36.8988 | 37.0059 | 37.1882 | 37.3896 | 37.5586
ENERGY STAR Commercial Gas WH v. 2.0 | Efficient uncompeted | Northwest, Great Basin, California, Rocky Mountains, Upper Midwest, Lower Midwest, Lakes/Mid-Atl., Texas, Southwest, Southeast, Northeast | Commercial (New), Commercial (Existing) | Water Heating | -7.5106 | 15.7529 | 23.8436 | 450.6455 | 32.0784 | 32.667 | 33.0962 | 33.4409 | 33.6816 | 33.8893 | 34.0912 | 34.2719 | 34.3911 | 34.4926 | 34.6435 | 34.8083 | 34.9548 | 35.0458 | 35.1591 | 35.2552 | 35.3519 | 35.4649 | 35.6184 | 35.812 | 35.9612 | 36.0011 | 36.104 | 36.2815 | 36.478 | 36.6423
ENERGY STAR Commercial Gas WH v. 2.0 | Baseline competed | Northwest, Great Basin, California, Rocky Mountains, Upper Midwest, Lower Midwest, Lakes/Mid-Atl., Texas, Southwest, Southeast, Northeast | Commercial (New), Commercial (Existing) | Water Heating | -7.5106 | 15.7529 | 23.8436 | 450.6455 | 0 | 0 | 0 | 0 | 0 | 0 | 0 | 0 | 0 | 0 | 0 | 0 | 0 | 0 | 0 | 0 | 0 | 0 | 0 | 0 | 0 | 0 | 0 | 0 | 0 | 0
ENERGY STAR Commercial Gas WH v. 2.0 | Efficient competed | Northwest, Great Basin, California, Rocky Mountains, Upper Midwest, Lower Midwest, Lakes/Mid-Atl., Texas, Southwest, Southeast, Northeast | Commercial (New), Commercial (Existing) | Water Heating | -7.5106 | 15.7529 | 23.8436 | 450.6455 | 0 | 0 | 0 | 0 | 0 | 0 | 0 | 0 | 0 | 0 | 0 | 0 | 0 | 0 | 0 | 0 | 0 | 0 | 0 | 0 | 0 | 0 | 0 | 0 | 0 | 0
ENERGY STAR Electric Dryers | Baseline uncompeted | Northwest, Great Basin, California, Rocky Mountains, Upper Midwest, Lower Midwest, Lakes/Mid-Atl., Texas, Southwest, Southeast, Northeast | Residential (New), Residential (Existing) | Other | -4.4347 | 18.1167 | 38.42 | 2530.0324 | 21.8541 | 19.8484 | 17.7492 | 15.9673 | 14.7718 | 13.9333 | 13.5379 | 13.3336 | 13.3729 | 13.2142 | 13.2469 | 13.2645 | 13.2416 | 13.1938 | 13.2174 | 13.2673 | 13.4245 | 13.5596 | 13.6023 | 13.4499 | 13.4407 | 13.3238 | 13.2903 | 13.2501 | 13.3194 | 13.2722
ENERGY STAR Electric Dryers | Efficient uncompeted | Northwest, Great Basin, California, Rocky Mountains, Upper Midwest, Lower Midwest, Lakes/Mid-Atl., Texas, Southwest, Southeast, Northeast | Residential (New), Residential (Existing) | Other | -4.4347 | 18.1167 | 38.42 | 2530.0324 | 21.7607 | 19.6813 | 17.5284 | 15.706 | 14.4736 | 13.6002 | 13.1653 | 12.9196 | 12.9118 | 12.7143 | 12.7023 | 12.677 | 12.6165 | 12.5564 | 12.5784 | 12.6259 | 12.7755 | 12.9041 | 12.9447 | 12.7997 | 12.7909 | 12.6796 | 12.6478 | 12.6095 | 12.6755 | 12.6305
ENERGY STAR Electric Dryers | Baseline competed | Northwest, Great Basin, California, Rocky Mountains, Upper Midwest, Lower Midwest, Lakes/Mid-Atl., Texas, Southwest, Southeast, Northeast | Residential (New), Residential (Existing) | Other | -4.4347 | 18.1167 | 38.42 | 2530.0324 | 21.8541 | 19.8484 | 17.7492 | 15.9673 | 14.7718 | 13.9333 | 13.5379 | 13.3336 | 13.3729 | 13.2142 | 13.2469 | 13.2645 | 13.2416 | 13.1938 | 13.2174 | 13.2673 | 13.4245 | 13.5596 | 13.6023 | 13.4499 | 13.4407 | 13.3238 | 13.2903 | 13.2501 | 13.3194 | 13.2721
ENERGY STAR Electric Dryers | Efficient competed | Northwest, Great Basin, California, Rocky Mountains, Upper Midwest, Lower Midwest, Lakes/Mid-Atl., Texas, Southwest, Southeast, Northeast | Residential (New), Residential (Existing) | Other | -4.4347 | 18.1167 | 38.42 | 2530.0324 | 21.7607 | 19.6813 | 17.5284 | 15.706 | 14.4736 | 13.6002 | 13.1653 | 12.9196 | 12.9118 | 12.7142 | 12.7023 | 12.6769 | 12.6165 | 12.5564 | 12.5784 | 12.6259 | 12.7755 | 12.9041 | 12.9446 | 12.7996 | 12.7909 | 12.6796 | 12.6477 | 12.6095 | 12.6755 | 12.6305
ENERGY STAR Electronics | Baseline uncompeted | Northwest, Great Basin, California, Rocky Mountains, Upper Midwest, Lower Midwest, Lakes/Mid-Atl., Texas, Southwest, Southeast, Northeast | Residential (New), Residential (Existing) | Computers and Electronics | 999 | 0 | -448.338 | -30407.2259 | 18.7922 | 16.4452 | 14.1632 | 12.2961 | 10.9193 | 9.8788 | 9.214 | 8.6795 | 8.3175 | 7.8731 | 7.5543 | 7.2273 | 6.9633 | 6.7127 | 6.4842 | 6.3038 | 6.18 | 6.0535 | 5.8918 | 5.6671 | 5.5052 | 5.3271 | 5.2069 | 5.0868 | 5.0278 | 4.9386
ENERGY STAR Electronics | Efficient uncompeted | Northwest, Great Basin, California, Rocky Mountains, Upper Midwest, Lower Midwest, Lakes/Mid-Atl., Texas, Southwest, Southeast, Northeast | Residential (New), Residential (Existing) | Computers and Electronics | 999 | 0 | -448.338 | -30407.2259 | 18.2554 | 15.5214 | 12.991 | 10.9632 | 9.5018 | 8.6516 | 8.1138 | 7.7036 | 7.4224 | 7.0533 | 6.7954 | 6.5293 | 6.3163 | 6.114 | 5.9302 | 5.7877 | 5.696 | 5.6005 | 5.4709 | 5.2807 | 5.147 | 4.9957 | 4.897 | 4.7969 | 4.7522 | 4.6788
ENERGY STAR Electronics | Baseline competed | Northwest, Great Basin, California, Rocky Mountains, Upper Midwest, Lower Midwest, Lakes/Mid-Atl., Texas, Southwest, Southeast, Northeast | Residential (New), Residential (Existing) | Computers and Electronics | 999 | 0 | -448.338 | -30407.2259 | 18.7922 | 16.4452 | 14.1632 | 12.2961 | 10.9193 | 9.8788 | 9.214 | 8.6796 | 8.3175 | 7.8731 | 7.5543 | 7.2273 | 6.9633 | 6.7127 | 6.4842 | 6.3038 | 6.18 | 6.0535 | 5.8918 | 5.6671 | 5.5052 | 5.3271 | 5.2069 | 5.0868 | 5.0278 | 4.9386
ENERGY STAR Electronics | Efficient competed | Northwest, Great Basin, California, Rocky Mountains, Upper Midwest, Lower Midwest, Lakes/Mid-Atl., Texas, Southwest, Southeast, Northeast | Residential (New), Residential (Existing) | Computers and Electronics | 999 | 0 | -448.338 | -30407.2259 | 18.2554 | 15.5214 | 12.991 | 10.9632 | 9.5018 | 8.6516 | 8.1138 | 7.7036 | 7.4224 | 7.0533 | 6.7954 | 6.5293 | 6.3163 | 6.114 | 5.9302 | 5.7877 | 5.696 | 5.6005 | 5.4709 | 5.2807 | 5.147 | 4.9957 | 4.897 | 4.7969 | 4.7522 | 4.6788
ENERGY STAR Gas Dryers v. 1.1 | Baseline uncompeted | Northwest, Great Basin, California, Rocky Mountains, Upper Midwest, Lower Midwest, Lakes/Mid-Atl., Texas, Southwest, Southeast, Northeast | Residential (New), Residential (Existing) | Other | -21.1208 | 98.726 | 167.2512 | 3161.0517 | 2.2007 | 2.2582 | 2.3147 | 2.3681 | 2.4136 | 2.4541 | 2.4917 | 2.5287 | 2.5641 | 2.5985 | 2.632 | 2.6657 | 2.7007 | 2.7355 | 2.7726 | 2.8105 | 2.8485 | 2.8875 | 2.9281 | 2.9703 | 3.0107 | 3.0432 | 3.0778 | 3.116 | 3.1555 | 3.1936
ENERGY STAR Gas Dryers v. 1.1 | Efficient uncompeted | Northwest, Great Basin, California, Rocky Mountains, Upper Midwest, Lower Midwest, Lakes/Mid-Atl., Texas, Southwest, Southeast, Northeast | Residential (New), Residential (Existing) | Other | -21.1208 | 98.726 | 167.2512 | 3161.0517 | 2.192 | 2.2406 | 2.2881 | 2.3322 | 2.3685 | 2.3998 | 2.4282 | 2.456 | 2.4822 | 2.5073 | 2.5314 | 2.5558 | 2.5815 | 2.6103 | 2.6452 | 2.6813 | 2.7176 | 2.7547 | 2.7935 | 2.8337 | 2.8723 | 2.9033 | 2.9363 | 2.9727 | 3.0104 | 3.0468
ENERGY STAR Gas Dryers v. 1.1 | Baseline competed | Northwest, Great Basin, California, Rocky Mountains, Upper Midwest, Lower Midwest, Lakes/Mid-Atl., Texas, Southwest, Southeast, Northeast | Residential (New), Residential (Existing) | Other | -21.1208 | 98.726 | 167.2512 | 3161.0517 | 1.1004 | 1.1291 | 1.1574 | 1.184 | 1.2068 | 1.2271 | 1.2458 | 1.2643 | 1.2821 | 1.2993 | 1.316 | 1.3328 | 1.3503 | 1.3677 | 1.3863 | 1.4053 | 1.4243 | 1.4437 | 1.4641 | 1.4851 | 1.5054 | 1.5216 | 1.5389 | 1.558 | 1.5777 | 1.5968
ENERGY STAR Gas Dryers v. 1.1 | Efficient competed | Northwest, Great Basin, California, Rocky Mountains, Upper Midwest, Lower Midwest, Lakes/Mid-Atl., Texas, Southwest, Southeast, Northeast | Residential (New), Residential (Existing) | Other | -21.1208 | 98.726 | 167.2512 | 3161.0517 | 1.096 | 1.1203 | 1.144 | 1.1661 | 1.1842 | 1.1999 | 1.2141 | 1.228 | 1.2411 | 1.2536 | 1.2657 | 1.2779 | 1.2907 | 1.3051 | 1.3226 | 1.3406 | 1.3588 | 1.3774 | 1.3967 | 1.4168 | 1.4362 | 1.4516 | 1.4682 | 1.4864 | 1.5052 | 1.5234
ENERGY STAR Gas Storage WH v. 5.0 | Baseline uncompeted | Northwest, Great Basin, California, Rocky Mountains, Upper Midwest, Lower Midwest, Lakes/Mid-Atl., Texas, Southwest, Southeast, Northeast | Residential (New), Residential (Existing) | Water Heating | 999 | 0 | -2.9513 | -55.7794 | 52.8905 | 53.7693 | 54.6082 | 55.42 | 56.0991 | 56.7022 | 57.1963 | 57.6539 | 58.107 | 58.5372 | 58.9659 | 59.3985 | 59.8071 | 60.1634 | 60.536 | 60.8976 | 61.2422 | 61.5938 | 61.9816 | 62.4089 | 62.8159 | 63.0778 | 63.3987 | 63.7984 | 64.2279 | 64.6326
ENERGY STAR Gas Storage WH v. 5.0 | Efficient uncompeted | Northwest, Great Basin, California, Rocky Mountains, Upper Midwest, Lower Midwest, Lakes/Mid-Atl., Texas, Southwest, Southeast, Northeast | Residential (New), Residential (Existing) | Water Heating | 999 | 0 | -2.9513 | -55.7794 | 51.6675 | 51.3095 | 50.9002 | 50.4546 | 49.8815 | 49.2398 | 48.5035 | 47.7383 | 46.9747 | 46.1974 | 45.4252 | 44.6636 | 43.961 | 44.0769 | 44.3461 | 44.6111 | 44.8635 | 45.121 | 45.4051 | 45.7181 | 46.0163 | 46.2082 | 46.4432 | 46.736 | 47.0507 | 47.3471
ENERGY STAR Gas Storage WH v. 5.0 | Baseline competed | Northwest, Great Basin, California, Rocky Mountains, Upper Midwest, Lower Midwest, Lakes/Mid-Atl., Texas, Southwest, Southeast, Northeast | Residential (New), Residential (Existing) | Water Heating | 999 | 0 | -2.9513 | -55.7794 | 24.5567 | 24.9495 | 25.3332 | 25.7038 | 25.9859 | 26.1533 | 26.2508 | 26.3172 | 25.7272 | 25.1914 | 24.6782 | 24.2192 | 23.7809 | 23.2278 | 22.7704 | 22.3518 | 21.9624 | 21.6228 | 21.3476 | 21.132 | 20.9226 | 20.5879 | 20.2908 | 20.0565 | 19.8273 | 19.5745
ENERGY STAR Gas Storage WH v. 5.0 | Efficient competed | Northwest, Great Basin, California, Rocky Mountains, Upper Midwest, Lower Midwest, Lakes/Mid-Atl., Texas, Southwest, Southeast, Northeast | Residential (New), Residential (Existing) | Water Heating | 999 | 0 | -2.9513 | -55.7794 | 23.9997 | 23.826 | 23.6359 | 23.4275 | 23.1357 | 22.7437 | 22.2944 | 21.8237 | 20.8391 | 19.9218 | 19.0451 | 18.2318 | 17.4831 | 17.0172 | 16.6806 | 16.374 | 16.0887 | 15.8399 | 15.6383 | 15.4804 | 15.327 | 15.0818 | 14.8642 | 14.6926 | 14.5247 | 14.3395
ENERGY STAR Refrigerator | Baseline uncompeted | Northwest, Great Basin, California, Rocky Mountains, Upper Midwest, Lower Midwest, Lakes/Mid-Atl., Texas, Southwest, Southeast, Northeast | Residential (New), Residential (Existing) | Refrigeration | 999 | 0 | -234.1004 | -15883.9502 | 25.7598 | 22.9612 | 20.1795 | 17.9144 | 16.3078 | 15.163 | 14.5853 | 14.1809 | 14.0829 | 13.8217 | 13.7359 | 13.6168 | 13.553 | 13.5064 | 13.5065 | 13.5827 | 13.7594 | 13.9059 | 13.9306 | 13.7609 | 13.6983 | 13.5478 | 13.5018 | 13.4216 | 13.4434 | 13.3586
ENERGY STAR Refrigerator | Efficient uncompeted | Northwest, Great Basin, California, Rocky Mountains, Upper Midwest, Lower Midwest, Lakes/Mid-Atl., Texas, Southwest, Southeast, Northeast | Residential (New), Residential (Existing) | Refrigeration | 999 | 0 | -234.1004 | -15883.9502 | 25.6803 | 22.8213 | 19.9974 | 17.7012 | 16.0678 | 14.898 | 14.2912 | 13.8575 | 13.7252 | 13.4355 | 13.3178 | 13.1689 | 13.0749 | 12.998 | 12.9674 | 13.0109 | 13.1608 | 13.3009 | 13.3246 | 13.1622 | 13.1023 | 12.9583 | 12.9143 | 12.8377 | 12.8585 | 12.7775
ENERGY STAR Refrigerator | Baseline competed | Northwest, Great Basin, California, Rocky Mountains, Upper Midwest, Lower Midwest, Lakes/Mid-Atl., Texas, Southwest, Southeast, Northeast | Residential (New), Residential (Existing) | Refrigeration | 999 | 0 | -234.1004 | -15883.9502 | 18.3931 | 16.3992 | 14.419 | 12.8078 | 11.6666 | 10.8294 | 10.4009 | 10.0982 | 10.014 | 9.8141 | 9.7402 | 9.6431 | 9.5854 | 9.5392 | 9.5257 | 9.5657 | 9.6732 | 9.7589 | 9.7589 | 9.6231 | 9.5624 | 9.4412 | 9.3943 | 9.3244 | 9.3267 | 9.257
ENERGY STAR Refrigerator | Efficient competed | Northwest, Great Basin, California, Rocky Mountains, Upper Midwest, Lower Midwest, Lakes/Mid-Atl., Texas, Southwest, Southeast, Northeast | Residential (New), Residential (Existing) | Refrigeration | 999 | 0 | -234.1004 | -15883.9502 | 18.3363 | 16.2992 | 14.2888 | 12.6554 | 11.4948 | 10.6401 | 10.1911 | 9.8679 | 9.7597 | 9.5399 | 9.4437 | 9.326 | 9.2472 | 9.1802 | 9.1456 | 9.163 | 9.2523 | 9.3343 | 9.3344 | 9.2044 | 9.1463 | 9.0305 | 8.9856 | 8.9187 | 8.921 | 8.8542
ENERGY STAR Res. ASHP (FS) + Env. | Baseline uncompeted | California, Upper Midwest, Lower Midwest, Texas, Southwest, Southeast | Residential (New), Residential (Existing) | Heating (Equip.), Cooling (Equip.) | -11.0878 | 43.5504 | 62.9351 | 738.7674 | 92.1179 | 89.2833 | 86.1869 | 83.9618 | 82.6716 | 81.3038 | 80.2133 | 79.1033 | 78.8308 | 78.3864 | 78.1816 | 77.9824 | 77.6763 | 77.6855 | 77.4699 | 77.3438 | 77.3607 | 77.3025 | 77.1453 | 76.7198 | 76.6292 | 76.4701 | 76.3016 | 76.2166 | 76.2365 | 76.1263
ENERGY STAR Res. ASHP (FS) + Env. | Efficient uncompeted | California, Upper Midwest, Lower Midwest, Texas, Southwest, Southeast | Residential (New), Residential (Existing) | Heating (Equip.), Cooling (Equip.) | -11.0878 | 43.5504 | 62.9351 | 738.7674 | 89.7318 | 84.0793 | 77.7756 | 72.2487 | 67.7475 | 63.2252 | 59.3456 | 55.5258 | 52.9781 | 50.0917 | 47.6584 | 45.4765 | 43.1867 | 41.3987 | 39.0752 | 36.9788 | 35.2538 | 33.5305 | 31.5934 | 29.4748 | 27.5462 | 25.8876 | 25.3282 | 25.2685 | 25.2038 | 24.9116
ENERGY STAR Res. ASHP (FS) + Env. | Baseline competed | California, Upper Midwest, Lower Midwest, Texas, Southwest, Southeast | Residential (New), Residential (Existing) | Heating (Equip.), Cooling (Equip.) | -11.0878 | 43.5504 | 62.9351 | 738.7674 | 0.002207 | 0.002235 | 0.002276 | 0.002333 | 0.002402 | 0.002261 | 0.002128 | 0.002002 | 0.001884 | 0.001776 | 0.001676 | 0.001587 | 0.001506 | 0.00143 | 0.001359 | 0.001292 | 0.001229 | 0.001169 | 0.001113 | 0.001061 | 0.001013 | 0.000958 | 0.000907 | 0.000859 | 0.000814 | 0.000772
ENERGY STAR Res. ASHP (FS) + Env. | Efficient competed | California, Upper Midwest, Lower Midwest, Texas, Southwest, Southeast | Residential (New), Residential (Existing) | Heating (Equip.), Cooling (Equip.) | -11.0878 | 43.5504 | 62.9351 | 738.7674 | 0.002152 | 0.002106 | 0.00205 | 0.001997 | 0.001949 | 0.001736 | 0.001543 | 0.001372 | 0.001218 | 0.001077 | 0.000954 | 0.000845 | 0.000749 | 0.000662 | 0.000583 | 0.000508 | 0.00044 | 0.000381 | 0.000328 | 0.000276 | 0.000235 | 0.00019 | 0.000166 | 0.000156 | 0.000146 | 0.000137
ENERGY STAR Res. ASHP (FS) + Env. CC | Baseline uncompeted | Northwest, Great Basin, Rocky Mountains, Upper Midwest, Lakes/Mid-Atl., Northeast | Residential (New), Residential (Existing) | Heating (Equip.), Cooling (Equip.) | -7.4718 | 29.5169 | 43.1321 | 461.3436 | 168.2395 | 167.5838 | 166.5629 | 165.1659 | 163.2715 | 161.5271 | 159.9936 | 158.633 | 157.5119 | 156.3259 | 155.2476 | 154.2034 | 153.1942 | 152.067 | 151.2514 | 150.5757 | 149.9728 | 149.3747 | 148.8109 | 148.3333 | 147.6641 | 146.9614 | 146.3806 | 145.7223 | 145.1792 | 144.5402
ENERGY STAR Res. ASHP (FS) + Env. CC | Efficient uncompeted | Northwest, Great Basin, Rocky Mountains, Upper Midwest, Lakes/Mid-Atl., Northeast | Residential (New), Residential (Existing) | Heating (Equip.), Cooling (Equip.) | -7.4718 | 29.5169 | 43.1321 | 461.3436 | 162.9154 | 156.4461 | 149.2338 | 141.1804 | 132.4202 | 124.3347 | 117.1676 | 110.5225 | 104.2219 | 97.9373 | 91.9465 | 85.7841 | 80.4049 | 74.6094 | 69.7339 | 65.4315 | 61.444 | 57.3946 | 53.2245 | 49.1644 | 44.5397 | 40.8262 | 38.9925 | 37.3788 | 36.8627 | 36.2354
ENERGY STAR Res. ASHP (FS) + Env. CC | Baseline competed | Northwest, Great Basin, Rocky Mountains, Upper Midwest, Lakes/Mid-Atl., Northeast | Residential (New), Residential (Existing) | Heating (Equip.), Cooling (Equip.) | -7.4718 | 29.5169 | 43.1321 | 461.3436 | 0.008658 | 0.008751 | 0.008857 | 0.008974 | 0.009103 | 0.008614 | 0.008142 | 0.007698 | 0.007276 | 0.006885 | 0.006527 | 0.006201 | 0.005907 | 0.005629 | 0.005368 | 0.005121 | 0.004884 | 0.004662 | 0.004451 | 0.004255 | 0.004066 | 0.003867 | 0.003678 | 0.003503 | 0.003337 | 0.003178
ENERGY STAR Res. ASHP (FS) + Env. CC | Efficient competed | Northwest, Great Basin, Rocky Mountains, Upper Midwest, Lakes/Mid-Atl., Northeast | Residential (New), Residential (Existing) | Heating (Equip.), Cooling (Equip.) | -7.4718 | 29.5169 | 43.1321 | 461.3436 | 0.008502 | 0.008396 | 0.008238 | 0.008009 | 0.007765 | 0.006956 | 0.006254 | 0.005657 | 0.00508 | 0.004562 | 0.004099 | 0.003676 | 0.003269 | 0.002895 | 0.002574 | 0.002293 | 0.002043 | 0.001811 | 0.001595 | 0.001403 | 0.001216 | 0.00103 | 0.000931 | 0.000862 | 0.000823 | 0.000766
ENERGY STAR Res. ASHP (LFL) + Env. | Baseline uncompeted | California, Upper Midwest, Lower Midwest, Texas, Southwest, Southeast | Residential (New), Residential (Existing) | Heating (Equip.), Cooling (Equip.) | 1.249 | 13.6016 | 23.0539 | 1596.8867 | 29.9373 | 26.0118 | 22.035 | 19.553 | 18.459 | 17.7627 | 17.2049 | 16.7728 | 16.6983 | 16.3453 | 16.443 | 16.3474 | 16.5137 | 16.6895 | 16.776 | 16.7091 | 16.7909 | 16.9097 | 16.9891 | 16.1757 | 16.4139 | 16.3878 | 16.2559 | 16.433 | 16.5808 | 16.7176
ENERGY STAR Res. ASHP (LFL) + Env. | Efficient uncompeted | California, Upper Midwest, Lower Midwest, Texas, Southwest, Southeast | Residential (New), Residential (Existing) | Heating (Equip.), Cooling (Equip.) | 1.249 | 13.6016 | 23.0539 | 1596.8867 | 29.7763 | 25.7386 | 21.6945 | 19.1588 | 18.0038 | 17.2479 | 16.6344 | 16.148 | 16.0106 | 15.6101 | 15.6446 | 15.497 | 15.5995 | 15.7106 | 15.7407 | 15.6321 | 15.6749 | 15.7513 | 15.7918 | 15.0049 | 15.1978 | 15.1497 | 15.0016 | 15.1396 | 15.2537 | 15.3628
ENERGY STAR Res. ASHP (LFL) + Env. | Baseline competed | California, Upper Midwest, Lower Midwest, Texas, Southwest, Southeast | Residential (New), Residential (Existing) | Heating (Equip.), Cooling (Equip.) | 1.249 | 13.6016 | 23.0539 | 1596.8867 | 29.8783 | 25.9602 | 21.9908 | 19.5131 | 18.4202 | 16.4413 | 14.7806 | 13.381 | 12.3787 | 11.2661 | 10.5444 | 9.7586 | 9.183 | 8.6497 | 8.111 | 7.4686 | 6.9427 | 6.4725 | 6.0232 | 5.3143 | 4.9988 | 4.6283 | 4.2604 | 3.9997 | 3.7495 | 3.5137
ENERGY STAR Res. ASHP (LFL) + Env. | Efficient competed | California, Upper Midwest, Lower Midwest, Texas, Southwest, Southeast | Residential (New), Residential (Existing) | Heating (Equip.), Cooling (Equip.) | 1.249 | 13.6016 | 23.0539 | 1596.8867 | 29.7176 | 25.6874 | 21.6507 | 19.1194 | 17.9657 | 15.9645 | 14.289 | 12.8791 | 11.863 | 10.7511 | 10.0214 | 9.2375 | 8.6587 | 8.1242 | 7.5903 | 6.9632 | 6.4541 | 5.9991 | 5.5661 | 4.8967 | 4.5934 | 4.2424 | 3.8948 | 3.647 | 3.411 | 3.1904
ENERGY STAR Res. ASHP (LFL) + Env. CC | Baseline uncompeted | Northwest, Great Basin, Rocky Mountains, Upper Midwest, Lakes/Mid-Atl., Northeast | Residential (New), Residential (Existing) | Heating (Equip.), Cooling (Equip.) | 10.0381 | 7.5896 | 15.8276 | 815.8797 | 8.8182 | 8.2775 | 7.7561 | 7.1512 | 6.5441 | 6.0261 | 5.7848 | 5.7336 | 5.5571 | 5.3552 | 5.2407 | 5.1979 | 5.076 | 5.003 | 4.9752 | 4.9897 | 5.0461 | 5.0634 | 5.0739 | 5.0697 | 5.0372 | 4.9661 | 4.9386 | 4.8362 | 4.8724 | 4.7846
ENERGY STAR Res. ASHP (LFL) + Env. CC | Efficient uncompeted | Northwest, Great Basin, Rocky Mountains, Upper Midwest, Lakes/Mid-Atl., Northeast | Residential (New), Residential (Existing) | Heating (Equip.), Cooling (Equip.) | 10.0381 | 7.5896 | 15.8276 | 815.8797 | 8.749 | 8.1506 | 7.5819 | 6.9422 | 6.3098 | 5.7718 | 5.5051 | 5.4228 | 5.2239 | 5.0054 | 4.871 | 4.8056 | 4.6696 | 4.5818 | 4.5373 | 4.5341 | 4.5765 | 4.585 | 4.5869 | 4.5755 | 4.5395 | 4.4702 | 4.4387 | 4.3392 | 4.3681 | 4.2861
ENERGY STAR Res. ASHP (LFL) + Env. CC | Baseline competed | Northwest, Great Basin, Rocky Mountains, Upper Midwest, Lakes/Mid-Atl., Northeast | Residential (New), Residential (Existing) | Heating (Equip.), Cooling (Equip.) | 10.0381 | 7.5896 | 15.8276 | 815.8797 | 8.8173 | 8.2766 | 7.7553 | 7.1504 | 6.5433 | 5.81 | 5.3841 | 5.1544 | 4.8306 | 4.5007 | 4.2635 | 4.0965 | 3.8794 | 3.711 | 3.5803 | 3.4327 | 3.3189 | 3.1866 | 3.0602 | 2.9357 | 2.8028 | 2.6565 | 2.544 | 2.4025 | 2.3363 | 2.2173
ENERGY STAR Res. ASHP (LFL) + Env. CC | Efficient competed | Northwest, Great Basin, Rocky Mountains, Upper Midwest, Lakes/Mid-Atl., Northeast | Residential (New), Residential (Existing) | Heating (Equip.), Cooling (Equip.) | 10.0381 | 7.5896 | 15.8276 | 815.8797 | 8.7481 | 8.1497 | 7.5811 | 6.9413 | 6.3091 | 5.5629 | 5.1194 | 4.8679 | 4.5307 | 4.1936 | 3.9465 | 3.7676 | 3.546 | 3.3721 | 3.2354 | 3.086 | 2.9736 | 2.8465 | 2.725 | 2.6056 | 2.48 | 2.344 | 2.2376 | 2.106 | 2.0429 | 1.9342
ENERGY STAR Res. ASHP (RST) + Env. | Baseline uncompeted | California, Upper Midwest, Lower Midwest, Texas, Southwest, Southeast | Residential (New), Residential (Existing) | Heating (Equip.), Cooling (Equip.) | -4.4154 | 21.9392 | 37.9926 | 2739.1638 | 31.9122 | 27.8136 | 23.5923 | 20.6536 | 18.8013 | 17.3402 | 16.3908 | 15.6377 | 15.6324 | 15.2792 | 15.207 | 15.186 | 14.9974 | 15.0291 | 14.8561 | 14.6837 | 14.7286 | 14.762 | 14.633 | 14.2959 | 14.1793 | 14.0277 | 13.9478 | 13.8961 | 13.8632 | 13.8006
ENERGY STAR Res. ASHP (RST) + Env. | Efficient uncompeted | California, Upper Midwest, Lower Midwest, Texas, Southwest, Southeast | Residential (New), Residential (Existing) | Heating (Equip.), Cooling (Equip.) | -4.4154 | 21.9392 | 37.9926 | 2739.1638 | 30.9628 | 26.1929 | 21.5716 | 18.3449 | 16.2561 | 14.5963 | 13.4411 | 12.4805 | 12.1512 | 11.5989 | 11.2828 | 11.0102 | 10.6326 | 10.4481 | 10.125 | 9.8353 | 9.6904 | 9.534 | 9.3016 | 8.9463 | 8.7906 | 8.6995 | 8.6805 | 8.6946 | 8.7382 | 8.7404
ENERGY STAR Res. ASHP (RST) + Env. | Baseline competed | California, Upper Midwest, Lower Midwest, Texas, Southwest, Southeast | Residential (New), Residential (Existing) | Heating (Equip.), Cooling (Equip.) | -4.4154 | 21.9392 | 37.9926 | 2739.1638 | 24.2591 | 21.1301 | 17.9028 | 15.6481 | 14.2187 | 12.4091 | 11.1059 | 10.0354 | 9.5065 | 8.8074 | 8.3132 | 7.8773 | 7.387 | 7.0301 | 6.5984 | 6.1927 | 5.9009 | 5.6213 | 5.3028 | 4.9345 | 4.6658 | 4.4651 | 4.1914 | 3.9465 | 3.7222 | 3.5013
ENERGY STAR Res. ASHP (RST) + Env. | Efficient competed | California, Upper Midwest, Lower Midwest, Texas, Southwest, Southeast | Residential (New), Residential (Existing) | Heating (Equip.), Cooling (Equip.) | -4.4154 | 21.9392 | 37.9926 | 2739.1638 | 23.5374 | 19.9 | 16.3719 | 13.9027 | 12.2984 | 10.4837 | 9.1648 | 8.0775 | 7.4644 | 6.7607 | 6.2401 | 5.7784 | 5.2965 | 4.9385 | 4.5389 | 4.1804 | 3.9058 | 3.6451 | 3.3759 | 3.0845 | 2.8817 | 2.7558 | 2.5938 | 2.4536 | 2.33 | 2.2009
ENERGY STAR Res. ASHP (RST) + Env. CC | Baseline uncompeted | Northwest, Great Basin, Rocky Mountains, Upper Midwest, Lakes/Mid-Atl., Northeast | Residential (New), Residential (Existing) | Heating (Equip.), Cooling (Equip.) | -1.0475 | 16.3352 | 31.811 | 1771.99 | 17.9641 | 16.6455 | 15.4308 | 14.0148 | 12.6092 | 11.7093 | 11.3149 | 11.1967 | 10.9748 | 10.6467 | 10.4948 | 10.3429 | 10.0926 | 9.6879 | 9.6125 | 9.608 | 9.6502 | 9.6334 | 9.6026 | 9.5805 | 9.4445 | 9.26 | 9.2086 | 9.0527 | 9.0274 | 8.874
ENERGY STAR Res. ASHP (RST) + Env. CC | Efficient uncompeted | Northwest, Great Basin, Rocky Mountains, Upper Midwest, Lakes/Mid-Atl., Northeast | Residential (New), Residential (Existing) | Heating (Equip.), Cooling (Equip.) | -1.0475 | 16.3352 | 31.811 | 1771.99 | 17.3812 | 15.5854 | 13.9848 | 12.3004 | 10.7126 | 9.6312 | 9.011 | 8.635 | 8.1962 | 7.7149 | 7.3784 | 7.0473 | 6.6767 | 6.2285 | 6.0067 | 5.8426 | 5.7167 | 5.5692 | 5.4304 | 5.3083 | 5.1338 | 5.013 | 5.0137 | 4.9527 | 4.9731 | 4.9364
ENERGY STAR Res. ASHP (RST) + Env. CC | Baseline competed | Northwest, Great Basin, Rocky Mountains, Upper Midwest, Lakes/Mid-Atl., Northeast | Residential (New), Residential (Existing) | Heating (Equip.), Cooling (Equip.) | -1.0475 | 16.3352 | 31.811 | 1771.99 | 16.1093 | 14.9246 | 13.8314 | 12.5574 | 11.2929 | 10.1142 | 9.4292 | 9.0021 | 8.4885 | 7.9204 | 7.5097 | 7.119 | 6.6838 | 6.1742 | 5.8919 | 5.6425 | 5.4292 | 5.1933 | 4.9682 | 4.7591 | 4.5187 | 4.2808 | 4.0578 | 3.8042 | 3.6177 | 3.392
ENERGY STAR Res. ASHP (RST) + Env. CC | Efficient competed | Northwest, Great Basin, Rocky Mountains, Upper Midwest, Lakes/Mid-Atl., Northeast | Residential (New), Residential (Existing) | Heating (Equip.), Cooling (Equip.) | -1.0475 | 16.3352 | 31.811 | 1771.99 | 15.5866 | 13.9743 | 12.5357 | 11.0219 | 9.595 | 8.3351 | 7.5349 | 6.9746 | 6.3694 | 5.7638 | 5.2969 | 4.8592 | 4.4206 | 3.9586 | 3.6607 | 3.4023 | 3.179 | 2.9569 | 2.7555 | 2.5745 | 2.3885 | 2.2449 | 2.1363 | 2.0092 | 1.9208 | 1.8158
ENERGY STAR Res. GSHP (FS) | Baseline uncompeted | Northwest, Great Basin, California, Rocky Mountains, Upper Midwest, Lower Midwest, Lakes/Mid-Atl., Texas, Southwest, Southeast, Northeast | Residential (New), Residential (Existing) | Heating (Equip.), Cooling (Equip.) | -21.3624 | 999 | 163.5174 | 1443.0896 | 260.3575 | 256.8671 | 252.7498 | 249.1277 | 245.9431 | 242.8308 | 240.2068 | 237.7363 | 236.3427 | 234.7122 | 233.4291 | 232.1857 | 230.8704 | 229.7525 | 228.7213 | 227.9195 | 227.3335 | 226.6772 | 225.9561 | 225.0531 | 224.2933 | 223.4315 | 222.6821 | 221.9389 | 221.4157 | 220.6664
ENERGY STAR Res. GSHP (FS) | Efficient uncompeted | Northwest, Great Basin, California, Rocky Mountains, Upper Midwest, Lower Midwest, Lakes/Mid-Atl., Texas, Southwest, Southeast, Northeast | Residential (New), Residential (Existing) | Heating (Equip.), Cooling (Equip.) | -21.3624 | 999 | 163.5174 | 1443.0896 | 252.6233 | 240.6798 | 227.5035 | 214.3555 | 201.5343 | 189.2647 | 178.3465 | 167.9277 | 158.9657 | 149.7075 | 141.0939 | 132.4979 | 124.4481 | 116.4626 | 108.8174 | 101.8611 | 95.4981 | 89.0464 | 82.2787 | 75.399 | 68.1805 | 62.3142 | 59.9014 | 58.4623 | 58.1346 | 57.4987
ENERGY STAR Res. GSHP (FS) | Baseline competed | Northwest, Great Basin, California, Rocky Mountains, Upper Midwest, Lower Midwest, Lakes/Mid-Atl., Texas, Southwest, Southeast, Northeast | Residential (New), Residential (Existing) | Heating (Equip.), Cooling (Equip.) | -21.3624 | 999 | 163.5174 | 1443.0896 | 0 | 0 | 0 | 0 | 0 | 0 | 0 | 0 | 0 | 0 | 0 | 0 | 0 | 0 | 0 | 0 | 0 | 0 | 0 | 0 | 0 | 0 | 0 | 0 | 0 | 0
ENERGY STAR Res. GSHP (FS) | Efficient competed | Northwest, Great Basin, California, Rocky Mountains, Upper Midwest, Lower Midwest, Lakes/Mid-Atl., Texas, Southwest, Southeast, Northeast | Residential (New), Residential (Existing) | Heating (Equip.), Cooling (Equip.) | -21.3624 | 999 | 163.5174 | 1443.0896 | 0 | 0 | 0 | 0 | 0 | 0 | 0 | 0 | 0 | 0 | 0 | 0 | 0 | 0 | 0 | 0 | 0 | 0 | 0 | 0 | 0 | 0 | 0 | 0 | 0 | 0
ENERGY STAR Res. GSHP (LFL) | Baseline uncompeted | Northwest, Great Basin, California, Rocky Mountains, Upper Midwest, Lower Midwest, Lakes/Mid-Atl., Texas, Southwest, Southeast, Northeast | Residential (New), Residential (Existing) | Heating (Equip.), Cooling (Equip.) | 999 | 999 | 999 | 999 | 2.0111 | 1.8998 | 1.7711 | 1.6553 | 1.5715 | 1.5259 | 1.5283 | 1.5442 | 1.5919 | 1.6023 | 1.6519 | 1.7027 | 1.7626 | 1.8129 | 1.8622 | 1.9107 | 1.9828 | 2.0462 | 2.0942 | 2.115 | 2.1458 | 2.1637 | 2.1922 | 2.2163 | 2.2559 | 2.2729
ENERGY STAR Res. GSHP (LFL) | Efficient uncompeted | Northwest, Great Basin, California, Rocky Mountains, Upper Midwest, Lower Midwest, Lakes/Mid-Atl., Texas, Southwest, Southeast, Northeast | Residential (New), Residential (Existing) | Heating (Equip.), Cooling (Equip.) | 999 | 999 | 999 | 999 | 2.0143 | 1.9055 | 1.7788 | 1.6646 | 1.5821 | 1.5379 | 1.5419 | 1.5595 | 1.6092 | 1.6211 | 1.6727 | 1.7255 | 1.7876 | 1.8399 | 1.8912 | 1.9418 | 2.0164 | 2.0818 | 2.1309 | 2.1522 | 2.1833 | 2.201 | 2.2297 | 2.2539 | 2.2937 | 2.3107
ENERGY STAR Res. GSHP (LFL) | Baseline competed | Northwest, Great Basin, California, Rocky Mountains, Upper Midwest, Lower Midwest, Lakes/Mid-Atl., Texas, Southwest, Southeast, Northeast | Residential (New), Residential (Existing) | Heating (Equip.), Cooling (Equip.) | 999 | 999 | 999 | 999 | 0.03047 | 0.029002 | 0.027415 | 0.026118 | 0.025376 | 0.025289 | 0.026041 | 0.027081 | 0.029796 | 0.033143 | 0.054931 | 0.07446 | 0.092242 | 0.10748 | 0.12143 | 0.13343 | 0.14545 | 0.15543 | 0.16289 | 0.16694 | 0.17067 | 0.17239 | 0.17411 | 0.17474 | 0.17596 | 0.17492
ENERGY STAR Res. GSHP (LFL) | Efficient competed | Northwest, Great Basin, California, Rocky Mountains, Upper Midwest, Lower Midwest, Lakes/Mid-Atl., Texas, Southwest, Southeast, Northeast | Residential (New), Residential (Existing) | Heating (Equip.), Cooling (Equip.) | 999 | 999 | 999 | 999 | 0.030517 | 0.029089 | 0.027535 | 0.026265 | 0.025548 | 0.025487 | 0.026272 | 0.027349 | 0.030119 | 0.033531 | 0.055616 | 0.075446 | 0.093535 | 0.10906 | 0.1233 | 0.13557 | 0.14787 | 0.15807 | 0.16568 | 0.16982 | 0.17359 | 0.17531 | 0.17704 | 0.17765 | 0.17887 | 0.17779
ENERGY STAR Res. GSHP (RST) | Baseline uncompeted | Northwest, Great Basin, California, Rocky Mountains, Upper Midwest, Lower Midwest, Lakes/Mid-Atl., Texas, Southwest, Southeast, Northeast | Residential (New), Residential (Existing) | Heating (Equip.), Cooling (Equip.) | -15.8486 | 64.3464 | 121.0242 | 7832.4069 | 49.8763 | 44.4591 | 39.0231 | 34.6683 | 31.4105 | 29.0495 | 27.7056 | 26.8344 | 26.6072 | 25.9259 | 25.7019 | 25.5289 | 25.09 | 24.717 | 24.4686 | 24.2917 | 24.3788 | 24.3954 | 24.2356 | 23.8764 | 23.6238 | 23.2877 | 23.1564 | 22.9487 | 22.8906 | 22.6746
ENERGY STAR Res. GSHP (RST) | Efficient uncompeted | Northwest, Great Basin, California, Rocky Mountains, Upper Midwest, Lower Midwest, Lakes/Mid-Atl., Texas, Southwest, Southeast, Northeast | Residential (New), Residential (Existing) | Heating (Equip.), Cooling (Equip.) | -15.8486 | 64.3464 | 121.0242 | 7832.4069 | 48.3481 | 41.7748 | 35.5384 | 30.6075 | 26.906 | 24.1386 | 22.3327 | 20.9609 | 20.1495 | 19.0735 | 18.3716 | 17.714 | 16.9111 | 16.2196 | 15.6162 | 15.1009 | 14.7583 | 14.3827 | 13.9496 | 13.4187 | 13.0504 | 12.8402 | 12.8533 | 12.8455 | 12.9392 | 12.937
ENERGY STAR Res. GSHP (RST) | Baseline competed | Northwest, Great Basin, California, Rocky Mountains, Upper Midwest, Lower Midwest, Lakes/Mid-Atl., Texas, Southwest, Southeast, Northeast | Residential (New), Residential (Existing) | Heating (Equip.), Cooling (Equip.) | -15.8486 | 64.3464 | 121.0242 | 7832.4069 | 0 | 0 | 0 | 0 | 0 | 0 | 0 | 0 | 0 | 0 | 0 | 0 | 0 | 0 | 0 | 0 | 0 | 0 | 0 | 0 | 0 | 0 | 0 | 0 | 0 | 0
ENERGY STAR Res. GSHP (RST) | Efficient competed | Northwest, Great Basin, California, Rocky Mountains, Upper Midwest, Lower Midwest, Lakes/Mid-Atl., Texas, Southwest, Southeast, Northeast | Residential (New), Residential (Existing) | Heating (Equip.), Cooling (Equip.) | -15.8486 | 64.3464 | 121.0242 | 7832.4069 | 0 | 0 | 0 | 0 | 0 | 0 | 0 | 0 | 0 | 0 | 0 | 0 | 0 | 0 | 0 | 0 | 0 | 0 | 0 | 0 | 0 | 0 | 0 | 0 | 0 | 0
ENERGY STAR Res. HPWH | Baseline uncompeted | Northwest, Great Basin, California, Rocky Mountains, Upper Midwest, Lower Midwest, Lakes/Mid-Atl., Texas, Southwest, Southeast, Northeast | Residential (New), Residential (Existing) | Water Heating | 75.9257 | 1.3168 | 2.4248 | 156.8017 | 55.4257 | 49.0306 | 42.855 | 37.9799 | 34.6057 | 32.2332 | 30.8821 | 29.9804 | 29.7396 | 28.9291 | 28.732 | 28.5382 | 28.3817 | 28.2305 | 28.1242 | 27.9755 | 28.1059 | 28.1875 | 28.1189 | 27.4913 | 27.3389 | 26.9044 | 26.6463 | 26.4388 | 26.3888 | 26.1436
ENERGY STAR Res. HPWH | Efficient uncompeted | Northwest, Great Basin, California, Rocky Mountains, Upper Midwest, Lower Midwest, Lakes/Mid-Atl., Texas, Southwest, Southeast, Northeast | Residential (New), Residential (Existing) | Water Heating | 75.9257 | 1.3168 | 2.4248 | 156.8017 | 51.8853 | 42.8277 | 34.8021 | 28.5488 | 23.9515 | 20.4243 | 17.8019 | 15.5967 | 13.8472 | 11.9281 | 10.3703 | 8.9616 | 8.0043 | 7.9559 | 7.9259 | 7.884 | 7.9208 | 7.9437 | 7.9244 | 7.7475 | 7.7046 | 7.5822 | 7.5094 | 7.4509 | 7.4368 | 7.3677
ENERGY STAR Res. HPWH | Baseline competed | Northwest, Great Basin, California, Rocky Mountains, Upper Midwest, Lower Midwest, Lakes/Mid-Atl., Texas, Southwest, Southeast, Northeast | Residential (New), Residential (Existing) | Water Heating | 75.9257 | 1.3168 | 2.4248 | 156.8017 | 55.4257 | 49.0306 | 42.855 | 37.9799 | 34.6057 | 32.2332 | 30.8821 | 29.9804 | 29.7396 | 28.9291 | 28.732 | 28.5382 | 28.3817 | 28.2305 | 28.1242 | 27.9755 | 28.1059 | 28.1875 | 28.1189 | 27.4913 | 27.3389 | 26.9044 | 26.6463 | 26.4388 | 26.3888 | 26.1436
ENERGY STAR Res. HPWH | Efficient competed | Northwest, Great Basin, California, Rocky Mountains, Upper Midwest, Lower Midwest, Lakes/Mid-Atl., Texas, Southwest, Southeast, Northeast | Residential (New), Residential (Existing) | Water Heating | 75.9257 | 1.3168 | 2.4248 | 156.8017 | 51.8853 | 42.8277 | 34.8021 | 28.5488 | 23.9515 | 20.4243 | 17.8019 | 15.5967 | 13.8472 | 11.9281 | 10.3703 | 8.9616 | 8.0043 | 7.9559 | 7.9259 | 7.884 | 7.9208 | 7.9437 | 7.9244 | 7.7475 | 7.7046 | 7.5822 | 7.5094 | 7.4509 | 7.4368 | 7.3677
ENERGY STAR Res. HPWH (FS) 120V | Baseline uncompeted | Northwest, Great Basin, California, Rocky Mountains, Upper Midwest, Lower Midwest, Lakes/Mid-Atl., Texas, Southwest, Southeast, Northeast | Residential (New), Residential (Existing) | Water Heating | -11.5953 | 0 | -16.0945 | -88.5875 | 58.3055 | 58.4368 | 58.5464 | 58.6406 | 58.6234 | 58.5607 | 58.3896 | 58.1815 | 57.9772 | 57.7652 | 57.5573 | 57.3568 | 57.1403 | 56.8827 | 56.6479 | 56.4056 | 56.1537 | 55.9199 | 55.7256 | 55.5729 | 55.4086 | 55.1287 | 54.9049 | 54.7538 | 54.6328 | 54.4964
ENERGY STAR Res. HPWH (FS) 120V | Efficient uncompeted | Northwest, Great Basin, California, Rocky Mountains, Upper Midwest, Lower Midwest, Lakes/Mid-Atl., Texas, Southwest, Southeast, Northeast | Residential (New), Residential (Existing) | Water Heating | -11.5953 | 0 | -16.0945 | -88.5875 | 55.8832 | 53.1833 | 50.0315 | 46.519 | 42.7187 | 38.878 | 35.1489 | 31.4345 | 27.8418 | 24.1447 | 20.5165 | 16.9977 | 13.9399 | 13.2271 | 13.0048 | 12.9454 | 12.953 | 12.9101 | 12.7425 | 12.5618 | 12.2395 | 11.8772 | 11.7039 | 11.4487 | 11.3231 | 11.1049
ENERGY STAR Res. HPWH (FS) 120V | Baseline competed | Northwest, Great Basin, California, Rocky Mountains, Upper Midwest, Lower Midwest, Lakes/Mid-Atl., Texas, Southwest, Southeast, Northeast | Residential (New), Residential (Existing) | Water Heating | -11.5953 | 0 | -16.0945 | -88.5875 | 9.3e-05 | 9.1e-05 | 8.9e-05 | 8.8e-05 | 8.7e-05 | 8.5e-05 | 8.3e-05 | 8.2e-05 | 0.27431 | 0.50953 | 0.72675 | 0.90583 | 1.05 | 1.1976 | 1.315 | 1.415 | 1.501 | 1.5733 | 1.6314 | 1.6778 | 1.719 | 1.7785 | 1.8389 | 1.8914 | 1.9497 | 2.0159
ENERGY STAR Res. HPWH (FS) 120V | Efficient competed | Northwest, Great Basin, California, Rocky Mountains, Upper Midwest, Lower Midwest, Lakes/Mid-Atl., Texas, Southwest, Southeast, Northeast | Residential (New), Residential (Existing) | Water Heating | -11.5953 | 0 | -16.0945 | -88.5875 | 8.8e-05 | 8.2e-05 | 7.5e-05 | 6.8e-05 | 6.1e-05 | 5.4e-05 | 4.7e-05 | 4.1e-05 | 0.12813 | 0.20506 | 0.24647 | 0.25585 | 0.24852 | 0.27084 | 0.29357 | 0.31571 | 0.33686 | 0.35347 | 0.363 | 0.36858 | 0.36912 | 0.37272 | 0.38129 | 0.38472 | 0.39358 | 0.40052
ENERGY STAR Res. HPWH (FS) 240V | Baseline uncompeted | Northwest, Great Basin, California, Rocky Mountains, Upper Midwest, Lower Midwest, Lakes/Mid-Atl., Texas, Southwest, Southeast, Northeast | Residential (New), Residential (Existing) | Water Heating | 999 | 0 | -5.3891 | -57.0175 | 58.3055 | 58.4368 | 58.5464 | 58.6406 | 58.6234 | 58.5607 | 58.3896 | 58.1815 | 57.9772 | 57.7652 | 57.5573 | 57.3568 | 57.1403 | 56.8827 | 56.6479 | 56.4056 | 56.1537 | 55.9199 | 55.7256 | 55.5729 | 55.4086 | 55.1287 | 54.9049 | 54.7538 | 54.6328 | 54.4964
ENERGY STAR Res. HPWH (FS) 240V | Efficient uncompeted | Northwest, Great Basin, California, Rocky Mountains, Upper Midwest, Lower Midwest, Lakes/Mid-Atl., Texas, Southwest, Southeast, Northeast | Residential (New), Residential (Existing) | Water Heating | 999 | 0 | -5.3891 | -57.0175 | 55.1957 | 51.9345 | 48.3577 | 44.5304 | 40.4832 | 36.4022 | 32.3777 | 28.3629 | 24.4386 | 20.4528 | 16.5343 | 12.7805 | 9.4809 | 8.8232 | 8.6701 | 8.6303 | 8.6354 | 8.6067 | 8.495 | 8.3745 | 8.1597 | 7.9181 | 7.8026 | 7.6325 | 7.5487 | 7.4033
ENERGY STAR Res. HPWH (FS) 240V | Baseline competed | Northwest, Great Basin, California, Rocky Mountains, Upper Midwest, Lower Midwest, Lakes/Mid-Atl., Texas, Southwest, Southeast, Northeast | Residential (New), Residential (Existing) | Water Heating | 999 | 0 | -5.3891 | -57.0175 | 10.4773 | 10.2519 | 10.0246 | 9.8093 | 9.6455 | 9.4196 | 9.2373 | 9.0969 | 9.7152 | 10.2661 | 10.7999 | 11.2801 | 11.7232 | 12.1154 | 12.4172 | 12.6849 | 12.9261 | 13.1258 | 13.2753 | 13.3796 | 13.479 | 13.6986 | 13.9113 | 14.0914 | 14.2923 | 14.5213
ENERGY STAR Res. HPWH (FS) 240V | Efficient competed | Northwest, Great Basin, California, Rocky Mountains, Upper Midwest, Lower Midwest, Lakes/Mid-Atl., Texas, Southwest, Southeast, Northeast | Residential (New), Residential (Existing) | Water Heating | 999 | 0 | -5.3891 | -57.0175 | 9.879 | 9.0337 | 8.1677 | 7.3035 | 6.4812 | 5.6424 | 4.8668 | 4.1326 | 3.74 | 3.2282 | 2.6581 | 2.171 | 1.7791 | 1.7518 | 1.7824 | 1.8279 | 1.8828 | 1.9205 | 1.9291 | 1.9225 | 1.8975 | 1.8857 | 1.8974 | 1.8878 | 1.9032 | 1.9055
ENERGY STAR Res. HPWH (FS) New | Baseline uncompeted | Northwest, Great Basin, California, Rocky Mountains, Upper Midwest, Lower Midwest, Lakes/Mid-Atl., Texas, Southwest, Southeast, Northeast | Residential (New), Residential (Existing) | Water Heating | 43.0436 | 2.3124 | 2.7294 | 28.8981 | 0.60419 | 1.2094 | 1.8197 | 2.4364 | 3.0484 | 3.6482 | 4.2323 | 4.808 | 5.3704 | 5.9155 | 6.4535 | 6.9907 | 7.5217 | 8.0433 | 8.5622 | 9.0816 | 9.5974 | 10.1068 | 10.6184 | 11.1339 | 11.645 | 12.1281 | 12.6178 | 13.117 | 13.6183 | 14.1126
ENERGY STAR Res. HPWH (FS) New | Efficient uncompeted | Northwest, Great Basin, California, Rocky Mountains, Upper Midwest, Lower Midwest, Lakes/Mid-Atl., Texas, Southwest, Southeast, Northeast | Residential (New), Residential (Existing) | Water Heating | 43.0436 | 2.3124 | 2.7294 | 28.8981 | 0.19589 | 0.35332 | 0.46739 | 0.54774 | 0.61319 | 0.67348 | 0.74641 | 0.82679 | 0.90914 | 0.98634 | 1.0649 | 1.1327 | 1.189 | 1.2359 | 1.2959 | 1.3684 | 1.4501 | 1.5277 | 1.5926 | 1.6497 | 1.695 | 1.7278 | 1.7827 | 1.8274 | 1.8853 | 1.9237
ENERGY STAR Res. HPWH (FS) New | Baseline competed | Northwest, Great Basin, California, Rocky Mountains, Upper Midwest, Lower Midwest, Lakes/Mid-Atl., Texas, Southwest, Southeast, Northeast | Residential (New), Residential (Existing) | Water Heating | 43.0436 | 2.3124 | 2.7294 | 28.8981 | 0.19139 | 0.36243 | 0.52468 | 0.68502 | 0.85705 | 1.0289 | 1.2095 | 1.3999 | 1.9703 | 2.5237 | 3.0705 | 3.6155 | 4.176 | 4.9691 | 5.7196 | 6.442 | 7.1374 | 7.8043 | 8.4527 | 9.0878 | 9.7064 | 10.2889 | 10.8657 | 11.4423 | 12.0136 | 12.5727
ENERGY STAR Res. HPWH (FS) New | Efficient competed | Northwest, Great Basin, California, Rocky Mountains, Upper Midwest, Lower Midwest, Lakes/Mid-Atl., Texas, Southwest, Southeast, Northeast | Residential (New), Residential (Existing) | Water Heating | 43.0436 | 2.3124 | 2.7294 | 28.8981 | 0.057807 | 0.098333 | 0.1252 | 0.14349 | 0.16131 | 0.17853 | 0.20133 | 0.22814 | 0.32115 | 0.40862 | 0.49456 | 0.57384 | 0.6492 | 0.75381 | 0.85705 | 0.96271 | 1.0712 | 1.1731 | 1.2617 | 1.3406 | 1.4075 | 1.4609 | 1.5305 | 1.5896 | 1.659 | 1.7099
ESTAR IECC Res. N-Elec. Env. | Baseline uncompeted | Northwest, Great Basin, California, Rocky Mountains, Upper Midwest, Lower Midwest, Lakes/Mid-Atl., Texas, Southwest, Southeast, Northeast | Residential (New), Residential (Existing) | Heating (Equip.) | 36.4479 | 2.7421 | 4.0776 | 76.3522 | 242.112 | 241.5712 | 240.6449 | 239.3964 | 237.6791 | 235.7309 | 233.6678 | 231.6061 | 230.0384 | 228.3232 | 226.6622 | 225.1463 | 223.7341 | 222.2963 | 220.9814 | 219.7607 | 218.5836 | 217.4428 | 216.4059 | 215.4517 | 214.4498 | 213.2825 | 212.1854 | 211.1769 | 210.1742 | 209.1292
ESTAR IECC Res. N-Elec. Env. | Efficient uncompeted | Northwest, Great Basin, California, Rocky Mountains, Upper Midwest, Lower Midwest, Lakes/Mid-Atl., Texas, Southwest, Southeast, Northeast | Residential (New), Residential (Existing) | Heating (Equip.) | 36.4479 | 2.7421 | 4.0776 | 76.3522 | 239.9861 | 237.3728 | 234.4341 | 231.2391 | 227.6549 | 223.9178 | 220.14 | 216.4288 | 213.2348 | 209.9586 | 206.7852 | 203.7943 | 200.9435 | 198.1152 | 195.4392 | 192.8888 | 190.4168 | 188.0139 | 185.738 | 183.5687 | 181.3955 | 179.1669 | 177.2058 | 175.4388 | 173.7261 | 172.044
ESTAR IECC Res. N-Elec. Env. | Baseline competed | Northwest, Great Basin, California, Rocky Mountains, Upper Midwest, Lower Midwest, Lakes/Mid-Atl., Texas, Southwest, Southeast, Northeast | Residential (New), Residential (Existing) | Heating (Equip.) | 36.4479 | 2.7421 | 4.0776 | 76.3522 | 7.7197 | 7.7829 | 7.8797 | 8.0065 | 8.1232 | 8.1895 | 8.2513 | 8.3129 | 8.6498 | 8.954 | 9.2384 | 9.517 | 9.7843 | 10.0295 | 10.2764 | 9.8587 | 9.4704 | 9.1128 | 8.7889 | 8.5014 | 8.2499 | 7.9558 | 7.7013 | 7.4858 | 7.3115 | 7.167
ESTAR IECC Res. N-Elec. Env. | Efficient competed | Northwest, Great Basin, California, Rocky Mountains, Upper Midwest, Lower Midwest, Lakes/Mid-Atl., Texas, Southwest, Southeast, Northeast | Residential (New), Residential (Existing) | Heating (Equip.) | 36.4479 | 2.7421 | 4.0776 | 76.3522 | 7.6503 | 7.6437 | 7.6701 | 7.7251 | 7.7699 | 7.7675 | 7.7613 | 7.7553 | 8.0036 | 8.2183 | 8.4118 | 8.5974 | 8.7701 | 8.9205 | 9.0702 | 8.636 | 8.234 | 7.8646 | 7.5299 | 7.2312 | 6.9678 | 6.6716 | 6.4193 | 6.2061 | 6.0303 | 5.8821
Min. Eff. Com. ASHP (FS) | Baseline uncompeted | California, Upper Midwest, Lower Midwest, Texas, Southwest, Southeast | Commercial (New), Commercial (Existing) | Heating (Equip.), Cooling (Equip.) | -10.9484 | 95.1389 | 74.3563 | 587.7549 | 38.3931 | 36.6972 | 34.9576 | 33.8015 | 33.2369 | 32.6458 | 32.2446 | 31.7858 | 31.6081 | 31.2695 | 31.073 | 30.811 | 30.5524 | 30.3924 | 30.1506 | 29.8634 | 29.6347 | 29.3996 | 29.1226 | 28.6122 | 28.4334 | 28.0868 | 27.7963 | 27.6075 | 27.411 | 27.2149
Min. Eff. Com. ASHP (FS) | Efficient uncompeted | California, Upper Midwest, Lower Midwest, Texas, Southwest, Southeast | Commercial (New), Commercial (Existing) | Heating (Equip.), Cooling (Equip.) | -10.9484 | 95.1389 | 74.3563 | 587.7549 | 37.5255 | 34.8035 | 31.875 | 29.4621 | 27.6112 | 25.7139 | 24.0573 | 22.3461 | 21.0773 | 19.581 | 18.3028 | 17.0081 | 15.6992 | 14.5526 | 13.2381 | 11.9458 | 11.39 | 11.2617 | 11.0521 | 10.571 | 10.4411 | 10.1872 | 10.0247 | 9.9507 | 9.8332 | 9.7028
Min. Eff. Com. ASHP (FS) | Baseline competed | California, Upper Midwest, Lower Midwest, Texas, Southwest, Southeast | Commercial (New), Commercial (Existing) | Heating (Equip.), Cooling (Equip.) | -10.9484 | 95.1389 | 74.3563 | 587.7549 | 7.4042 | 6.4455 | 5.5294 | 4.9394 | 4.6716 | 4.1682 | 3.7914 | 3.4311 | 3.2308 | 2.9936 | 2.8309 | 2.6564 | 2.4963 | 2.3885 | 2.2615 | 2.136 | 2.0572 | 2.0093 | 1.955 | 1.8381 | 1.8134 | 1.7633 | 1.7225 | 1.7015 | 1.67 | 1.5463
Min. Eff. Com. ASHP (FS) | Efficient competed | California, Upper Midwest, Lower Midwest, Texas, Southwest, Southeast | Commercial (New), Commercial (Existing) | Heating (Equip.), Cooling (Equip.) | -10.9484 | 95.1389 | 74.3563 | 587.7549 | 7.4015 | 6.4382 | 5.5155 | 4.9189 | 4.6451 | 4.1381 | 3.7584 | 3.3956 | 3.1941 | 2.9554 | 2.792 | 2.6166 | 2.456 | 2.3483 | 2.2213 | 2.0956 | 2.0174 | 1.9712 | 1.918 | 1.8004 | 1.7774 | 1.7281 | 1.6884 | 1.6688 | 1.6385 | 1.5178
Min. Eff. Com. ASHP (FS) CC | Baseline uncompeted | Northwest, Great Basin, Rocky Mountains, Upper Midwest, Lakes/Mid-Atl., Northeast | Commercial (New), Commercial (Existing) | Heating (Equip.), Cooling (Equip.) | -11.6634 | 999 | 71.1741 | 588.2866 | 54.4279 | 54.817 | 54.9554 | 54.9133 | 54.5807 | 54.2361 | 53.9906 | 53.7907 | 53.4407 | 53.0475 | 52.6523 | 52.2256 | 51.8603 | 51.3965 | 50.9677 | 50.57 | 50.1819 | 49.7939 | 49.4262 | 49.1302 | 48.7343 | 48.2948 | 47.9108 | 47.52 | 47.2061 | 46.7945
Min. Eff. Com. ASHP (FS) CC | Efficient uncompeted | Northwest, Great Basin, Rocky Mountains, Upper Midwest, Lakes/Mid-Atl., Northeast | Commercial (New), Commercial (Existing) | Heating (Equip.), Cooling (Equip.) | -11.6634 | 999 | 71.1741 | 588.2866 | 52.6037 | 50.9774 | 48.9251 | 46.4531 | 43.5349 | 40.6726 | 38.0112 | 35.4762 | 32.8151 | 30.1312 | 27.4957 | 24.6846 | 22.2492 | 19.6057 | 17.1729 | 14.9262 | 13.5444 | 13.1946 | 13.0595 | 12.9611 | 12.667 | 12.3572 | 12.134 | 11.7492 | 11.6682 | 11.4541
Min. Eff. Com. ASHP (FS) CC | Baseline competed | Northwest, Great Basin, Rocky Mountains, Upper Midwest, Lakes/Mid-Atl., Northeast | Commercial (New), Commercial (Existing) | Heating (Equip.), Cooling (Equip.) | -11.6634 | 999 | 71.1741 | 588.2866 | 1.3321 | 1.2584 | 1.1824 | 1.0985 | 1.0137 | 0.90346 | 0.82802 | 0.77607 | 0.71726 | 0.66282 | 0.61809 | 0.57073 | 0.54168 | 0.51209 | 0.48716 | 0.46935 | 0.45558 | 0.446 | 0.44136 | 0.43873 | 0.43075 | 0.42107 | 0.41397 | 0.40118 | 0.39889 | 0.36984
Min. Eff. Com. ASHP (FS) CC | Efficient competed | Northwest, Great Basin, Rocky Mountains, Upper Midwest, Lakes/Mid-Atl., Northeast | Commercial (New), Commercial (Existing) | Heating (Equip.), Cooling (Equip.) | -11.6634 | 999 | 71.1741 | 588.2866 | 1.3283 | 1.2508 | 1.1708 | 1.083 | 0.99406 | 0.88153 | 0.80432 | 0.75082 | 0.69071 | 0.635 | 0.58909 | 0.54075 | 0.51118 | 0.48124 | 0.45595 | 0.43805 | 0.42446 | 0.41597 | 0.4121 | 0.41017 | 0.40299 | 0.39408 | 0.38759 | 0.3752 | 0.37362 | 0.34643
Min. Eff. Com. ASHP (RST) | Baseline uncompeted | California, Upper Midwest, Lower Midwest, Texas, Southwest, Southeast | Commercial (New), Commercial (Existing) | Heating (Equip.), Cooling (Equip.) | 0.439 | 20.0192 | 23.9389 | 1991.996 | 12.2752 | 10.6686 | 9.103 | 8.0608 | 7.5293 | 7.0509 | 6.7631 | 6.4611 | 6.4441 | 6.2706 | 6.2216 | 6.1422 | 6.0586 | 6.0689 | 5.9746 | 5.8632 | 5.8159 | 5.7656 | 5.6531 | 5.3701 | 5.3134 | 5.1807 | 5.0915 | 5.0565 | 5.0012 | 4.9492
Min. Eff. Com. ASHP (RST) | Efficient uncompeted | California, Upper Midwest, Lower Midwest, Texas, Southwest, Southeast | Commercial (New), Commercial (Existing) | Heating (Equip.), Cooling (Equip.) | 0.439 | 20.0192 | 23.9389 | 1991.996 | 12.0796 | 10.3361 | 8.6888 | 7.5889 | 7.0061 | 6.4839 | 6.1436 | 5.7954 | 5.7004 | 5.4862 | 5.3862 | 5.249 | 5.1154 | 5.0876 | 5.0021 | 4.9156 | 4.8815 | 4.8414 | 4.7551 | 4.5105 | 4.4852 | 4.3925 | 4.3259 | 4.3078 | 4.2735 | 4.2447
Min. Eff. Com. ASHP (RST) | Baseline competed | California, Upper Midwest, Lower Midwest, Texas, Southwest, Southeast | Commercial (New), Commercial (Existing) | Heating (Equip.), Cooling (Equip.) | 0.439 | 20.0192 | 23.9389 | 1991.996 | 3.1794 | 2.782 | 2.3702 | 2.0698 | 1.874 | 1.5789 | 1.38 | 1.2112 | 1.1227 | 0.99778 | 0.9051 | 0.8308 | 0.7609 | 0.71064 | 0.65006 | 0.57644 | 0.52146 | 0.47347 | 0.42223 | 0.37042 | 0.32797 | 0.28667 | 0.25599 | 0.23036 | 0.20612 | 0.18395
Min. Eff. Com. ASHP (RST) | Efficient competed | California, Upper Midwest, Lower Midwest, Texas, Southwest, Southeast | Commercial (New), Commercial (Existing) | Heating (Equip.), Cooling (Equip.) | 0.439 | 20.0192 | 23.9389 | 1991.996 | 2.9776 | 2.438 | 1.9409 | 1.5791 | 1.3278 | 1.0454 | 0.85019 | 0.69025 | 0.58739 | 0.47532 | 0.38838 | 0.31724 | 0.25563 | 0.21758 | 0.18629 | 0.16174 | 0.14623 | 0.13271 | 0.11829 | 0.10375 | 0.091816 | 0.080222 | 0.071609 | 0.064416 | 0.057615 | 0.0514
Min. Eff. Com. ASHP (RST) CC | Baseline uncompeted | Northwest, Great Basin, Rocky Mountains, Upper Midwest, Lakes/Mid-Atl., Northeast | Commercial (New), Commercial (Existing) | Heating (Equip.), Cooling (Equip.) | 2.9101 | 15.5495 | 20.2955 | 1079.0557 | 7.7729 | 7.2545 | 6.7121 | 6.0938 | 5.5264 | 5.1477 | 4.9838 | 4.9226 | 4.805 | 4.6535 | 4.5514 | 4.4194 | 4.3598 | 4.2498 | 4.2057 | 4.2084 | 4.2169 | 4.2044 | 4.1681 | 4.147 | 4.0712 | 3.9827 | 3.925 | 3.8092 | 3.7914 | 3.721
Min. Eff. Com. ASHP (RST) CC | Efficient uncompeted | Northwest, Great Basin, Rocky Mountains, Upper Midwest, Lakes/Mid-Atl., Northeast | Commercial (New), Commercial (Existing) | Heating (Equip.), Cooling (Equip.) | 2.9101 | 15.5495 | 20.2955 | 1079.0557 | 7.4979 | 6.7571 | 6.0421 | 5.3071 | 4.6549 | 4.1915 | 3.9183 | 3.7392 | 3.5222 | 3.2972 | 3.1141 | 2.9127 | 2.7834 | 2.6659 | 2.6151 | 2.6188 | 2.638 | 2.6425 | 2.6318 | 2.6316 | 2.5971 | 2.5523 | 2.5242 | 2.4573 | 2.4619 | 2.4299
Min. Eff. Com. ASHP (RST) CC | Baseline competed | Northwest, Great Basin, Rocky Mountains, Upper Midwest, Lakes/Mid-Atl., Northeast | Commercial (New), Commercial (Existing) | Heating (Equip.), Cooling (Equip.) | 2.9101 | 15.5495 | 20.2955 | 1079.0557 | 5.2779 | 4.9069 | 4.5162 | 4.0638 | 3.6641 | 3.1253 | 2.7812 | 2.5235 | 2.2707 | 2.0239 | 1.8264 | 1.6429 | 1.4942 | 1.3525 | 1.2441 | 1.1383 | 1.0421 | 0.95024 | 0.86149 | 0.78332 | 0.70269 | 0.6289 | 0.56778 | 0.50528 | 0.46007 | 0.41391
Min. Eff. Com. ASHP (RST) CC | Efficient competed | Northwest, Great Basin, Rocky Mountains, Upper Midwest, Lakes/Mid-Atl., Northeast | Commercial (New), Commercial (Existing) | Heating (Equip.), Cooling (Equip.) | 2.9101 | 15.5495 | 20.2955 | 1079.0557 | 5.0043 | 4.4119 | 3.8495 | 3.281 | 2.7969 | 2.2667 | 1.9105 | 1.6371 | 1.3855 | 1.1581 | 0.97476 | 0.81215 | 0.68388 | 0.58641 | 0.52603 | 0.47944 | 0.44107 | 0.40406 | 0.36799 | 0.33629 | 0.30328 | 0.27273 | 0.24713 | 0.22067 | 0.20234 | 0.18314
Min. Eff. Res. ASHP (FS) | Baseline uncompeted | California, Upper Midwest, Lower Midwest, Texas, Southwest, Southeast | Residential (New), Residential (Existing) | Heating (Equip.), Cooling (Equip.) | 999 | 999 | 270.2212 | 827.6059 | 92.1179 | 89.2833 | 86.1869 | 83.9618 | 82.6716 | 81.3038 | 80.2133 | 79.1033 | 78.8308 | 78.3864 | 78.1816 | 77.9824 | 77.6763 | 77.6855 | 77.4699 | 77.3438 | 77.3607 | 77.3025 | 77.1453 | 76.7198 | 76.6292 | 76.4701 | 76.3016 | 76.2166 | 76.2365 | 76.1263
Min. Eff. Res. ASHP (FS) | Efficient uncompeted | California, Upper Midwest, Lower Midwest, Texas, Southwest, Southeast | Residential (New), Residential (Existing) | Heating (Equip.), Cooling (Equip.) | 999 | 999 | 270.2212 | 827.6059 | 90.3449 | 85.2109 | 79.3241 | 74.1493 | 69.9659 | 65.7 | 62.0528 | 58.4168 | 56.0868 | 53.3604 | 51.0808 | 49.0401 | 46.8484 | 45.1783 | 42.8888 | 40.8194 | 39.1304 | 37.4165 | 35.4323 | 33.2186 | 31.1767 | 29.4008 | 28.8459 | 28.8473 | 28.8316 | 28.5421
Min. Eff. Res. ASHP (FS) | Baseline competed | California, Upper Midwest, Lower Midwest, Texas, Southwest, Southeast | Residential (New), Residential (Existing) | Heating (Equip.), Cooling (Equip.) | 999 | 999 | 270.2212 | 827.6059 | 7e-05 | 7.2e-05 | 7.4e-05 | 7.8e-05 | 8.4e-05 | 7.9e-05 | 7.4e-05 | 7e-05 | 6.6e-05 | 6.2e-05 | 5.9e-05 | 5.6e-05 | 5.3e-05 | 5e-05 | 4.8e-05 | 4.6e-05 | 4.3e-05 | 4.1e-05 | 3.9e-05 | 3.8e-05 | 3.6e-05 | 3.4e-05 | 3.2e-05 | 3e-05 | 2.9e-05 | 2.7e-05
Min. Eff. Res. ASHP (FS) | Efficient competed | California, Upper Midwest, Lower Midwest, Texas, Southwest, Southeast | Residential (New), Residential (Existing) | Heating (Equip.), Cooling (Equip.) | 999 | 999 | 270.2212 | 827.6059 | 6.8e-05 | 6.8e-05 | 6.8e-05 | 6.8e-05 | 6.9e-05 | 6.2e-05 | 5.5e-05 | 4.9e-05 | 4.4e-05 | 3.9e-05 | 3.5e-05 | 3.1e-05 | 2.7e-05 | 2.4e-05 | 2.2e-05 | 1.9e-05 | 1.7e-05 | 1.4e-05 | 1.3e-05 | 1.1e-05 | 9e-06 | 8e-06 | 7e-06 | 6e-06 | 6e-06 | 6e-06
Min. Eff. Res. ASHP (FS) CC | Baseline uncompeted | Northwest, Great Basin, Rocky Mountains, Upper Midwest, Lakes/Mid-Atl., Northeast | Residential (New), Residential (Existing) | Heating (Equip.), Cooling (Equip.) | 999 | 999 | 265.9458 | 562.4935 | 168.2395 | 167.5838 | 166.5629 | 165.1659 | 163.2715 | 161.5271 | 159.9936 | 158.633 | 157.5119 | 156.3259 | 155.2476 | 154.2034 | 153.1942 | 152.067 | 151.2514 | 150.5757 | 149.9728 | 149.3747 | 148.8109 | 148.3333 | 147.6641 | 146.9614 | 146.3806 | 145.7223 | 145.1792 | 144.5402
Min. Eff. Res. ASHP (FS) CC | Efficient uncompeted | Northwest, Great Basin, Rocky Mountains, Upper Midwest, Lakes/Mid-Atl., Northeast | Residential (New), Residential (Existing) | Heating (Equip.), Cooling (Equip.) | 999 | 999 | 265.9458 | 562.4935 | 164.4543 | 159.347 | 153.3146 | 146.2283 | 138.2358 | 130.8577 | 124.3809 | 118.3655 | 112.6221 | 106.7877 | 101.1765 | 95.2434 | 90.1465 | 84.4557 | 79.7515 | 75.6459 | 71.8377 | 67.8702 | 63.6688 | 59.5154 | 54.5797 | 50.5937 | 48.6466 | 46.8509 | 46.365 | 45.7247
Min. Eff. Res. ASHP (FS) CC | Baseline competed | Northwest, Great Basin, Rocky Mountains, Upper Midwest, Lakes/Mid-Atl., Northeast | Residential (New), Residential (Existing) | Heating (Equip.), Cooling (Equip.) | 999 | 999 | 265.9458 | 562.4935 | 4e-06 | 4e-06 | 4e-06 | 4e-06 | 4e-06 | 4e-06 | 4e-06 | 4e-06 | 3e-06 | 3e-06 | 3e-06 | 3e-06 | 3e-06 | 3e-06 | 3e-06 | 2e-06 | 2e-06 | 2e-06 | 2e-06 | 2e-06 | 2e-06 | 2e-06 | 2e-06 | 2e-06 | 2e-06 | 2e-06
Min. Eff. Res. ASHP (FS) CC | Efficient competed | Northwest, Great Basin, Rocky Mountains, Upper Midwest, Lakes/Mid-Atl., Northeast | Residential (New), Residential (Existing) | Heating (Equip.), Cooling (Equip.) | 999 | 999 | 265.9458 | 562.4935 | 4e-06 | 4e-06 | 4e-06 | 4e-06 | 4e-06 | 3e-06 | 3e-06 | 3e-06 | 2e-06 | 2e-06 | 2e-06 | 2e-06 | 2e-06 | 1e-06 | 1e-06 | 1e-06 | 1e-06 | 1e-06 | 1e-06 | 1e-06 | 1e-06 | 1e-06 | 1e-06 | 0 | 0 | 0
Min. Eff. Res. ASHP (RST) | Baseline uncompeted | California, Upper Midwest, Lower Midwest, Texas, Southwest, Southeast | Residential (New), Residential (Existing) | Heating (Equip.), Cooling (Equip.) | -8.3182 | 32.2089 | 54.3962 | 3912.3628 | 31.9122 | 27.8136 | 23.5923 | 20.6536 | 18.8013 | 17.3402 | 16.3908 | 15.6377 | 15.6324 | 15.2792 | 15.207 | 15.186 | 14.9974 | 15.0291 | 14.8561 | 14.6837 | 14.7286 | 14.762 | 14.633 | 14.2959 | 14.1793 | 14.0277 | 13.9478 | 13.8961 | 13.8632 | 13.8006
Min. Eff. Res. ASHP (RST) | Efficient uncompeted | California, Upper Midwest, Lower Midwest, Texas, Southwest, Southeast | Residential (New), Residential (Existing) | Heating (Equip.), Cooling (Equip.) | -8.3182 | 32.2089 | 54.3962 | 3912.3628 | 31.1592 | 26.5252 | 21.9818 | 18.8102 | 16.7709 | 15.1507 | 14.0349 | 13.1089 | 12.8365 | 12.3227 | 12.0532 | 11.8245 | 11.478 | 11.3359 | 11.0414 | 10.7778 | 10.6678 | 10.5428 | 10.3295 | 9.974 | 9.8362 | 9.7602 | 9.7586 | 9.7907 | 9.8533 | 9.8686
Min. Eff. Res. ASHP (RST) | Baseline competed | California, Upper Midwest, Lower Midwest, Texas, Southwest, Southeast | Residential (New), Residential (Existing) | Heating (Equip.), Cooling (Equip.) | -8.3182 | 32.2089 | 54.3962 | 3912.3628 | 7.6387 | 6.6709 | 5.6788 | 4.9959 | 4.5738 | 3.9931 | 3.5749 | 3.2316 | 3.0623 | 2.8382 | 2.6801 | 2.5405 | 2.3833 | 2.2691 | 2.1307 | 2.0006 | 1.9071 | 1.8176 | 1.7154 | 1.5969 | 1.5108 | 1.4463 | 1.3578 | 1.2787 | 1.2062 | 1.1349
Min. Eff. Res. ASHP (RST) | Efficient competed | California, Upper Midwest, Lower Midwest, Texas, Southwest, Southeast | Residential (New), Residential (Existing) | Heating (Equip.), Cooling (Equip.) | -8.3182 | 32.2089 | 54.3962 | 3912.3628 | 7.4585 | 6.3608 | 5.2888 | 4.5465 | 4.0755 | 3.4959 | 3.075 | 2.7272 | 2.5357 | 2.311 | 2.1462 | 1.9994 | 1.8436 | 1.7293 | 1.5992 | 1.4817 | 1.3923 | 1.3069 | 1.2172 | 1.118 | 1.0499 | 1.0081 | 0.95183 | 0.90287 | 0.8595 | 0.81393
Min. Eff. Res. ASHP (RST) CC | Baseline uncompeted | Northwest, Great Basin, Rocky Mountains, Upper Midwest, Lakes/Mid-Atl., Northeast | Residential (New), Residential (Existing) | Heating (Equip.), Cooling (Equip.) | -5.1354 | 23.4674 | 45.2263 | 2511.0211 | 17.9641 | 16.6455 | 15.4308 | 14.0148 | 12.6092 | 11.7093 | 11.3149 | 11.1967 | 10.9748 | 10.6467 | 10.4948 | 10.3429 | 10.0926 | 9.6879 | 9.6125 | 9.608 | 9.6502 | 9.6334 | 9.6026 | 9.5805 | 9.4445 | 9.26 | 9.2086 | 9.0527 | 9.0274 | 8.874
Min. Eff. Res. ASHP (RST) CC | Efficient uncompeted | Northwest, Great Basin, Rocky Mountains, Upper Midwest, Lakes/Mid-Atl., Northeast | Residential (New), Residential (Existing) | Heating (Equip.), Cooling (Equip.) | -5.1354 | 23.4674 | 45.2263 | 2511.0211 | 17.5001 | 15.7988 | 14.2719 | 12.6368 | 11.0784 | 10.0256 | 9.441 | 9.1054 | 8.6977 | 8.2381 | 7.9272 | 7.6174 | 7.2564 | 6.802 | 6.5935 | 6.4445 | 6.3356 | 6.1996 | 6.0709 | 5.9577 | 5.7827 | 5.6588 | 5.6673 | 5.6064 | 5.6335 | 5.5942
Min. Eff. Res. ASHP (RST) CC | Baseline competed | Northwest, Great Basin, Rocky Mountains, Upper Midwest, Lakes/Mid-Atl., Northeast | Residential (New), Residential (Existing) | Heating (Equip.), Cooling (Equip.) | -5.1354 | 23.4674 | 45.2263 | 2511.0211 | 1.8538 | 1.72 | 1.5985 | 1.4566 | 1.3156 | 1.1803 | 1.1025 | 1.0548 | 0.9965 | 0.93161 | 0.88516 | 0.84096 | 0.7913 | 0.73258 | 0.70062 | 0.67191 | 0.64744 | 0.62023 | 0.59425 | 0.57013 | 0.54216 | 0.5143 | 0.4884 | 0.45877 | 0.43716 | 0.41073
Min. Eff. Res. ASHP (RST) CC | Efficient competed | Northwest, Great Basin, Rocky Mountains, Upper Midwest, Lakes/Mid-Atl., Northeast | Residential (New), Residential (Existing) | Heating (Equip.), Cooling (Equip.) | -5.1354 | 23.4674 | 45.2263 | 2511.0211 | 1.8059 | 1.6324 | 1.4781 | 1.3128 | 1.1552 | 1.0116 | 0.92213 | 0.86083 | 0.79255 | 0.72306 | 0.66998 | 0.61974 | 0.56819 | 0.51246 | 0.47744 | 0.44662 | 0.42 | 0.39309 | 0.36856 | 0.34637 | 0.32316 | 0.30496 | 0.29124 | 0.27493 | 0.26363 | 0.24988
Other Res. Heating | Baseline uncompeted | Northwest, Great Basin, California, Rocky Mountains, Upper Midwest, Lower Midwest, Lakes/Mid-Atl., Texas, Southwest, Southeast, Northeast | Residential (New), Residential (Existing) | Heating (Equip.) | 999 | 0 | 999 | 999 | 11.3099 | 10.0859 | 8.9282 | 7.8988 | 7.0772 | 6.5314 | 6.2513 | 6.0911 | 6.0022 | 5.7737 | 5.6433 | 5.5492 | 5.4759 | 5.3641 | 5.266 | 5.1951 | 5.177 | 5.1407 | 5.0635 | 4.9575 | 4.8419 | 4.6912 | 4.5851 | 4.4587 | 4.407 | 4.2754
Other Res. Heating | Efficient uncompeted | Northwest, Great Basin, California, Rocky Mountains, Upper Midwest, Lower Midwest, Lakes/Mid-Atl., Texas, Southwest, Southeast, Northeast | Residential (New), Residential (Existing) | Heating (Equip.) | 999 | 0 | 999 | 999 | 11.3099 | 10.0859 | 8.9282 | 7.8988 | 7.0772 | 6.5314 | 6.2513 | 6.0911 | 6.0022 | 5.7737 | 5.6433 | 5.5492 | 5.4759 | 5.3641 | 5.266 | 5.1951 | 5.177 | 5.1407 | 5.0635 | 4.9575 | 4.8419 | 4.6912 | 4.5851 | 4.4587 | 4.407 | 4.2754
Other Res. Heating | Baseline competed | Northwest, Great Basin, California, Rocky Mountains, Upper Midwest, Lower Midwest, Lakes/Mid-Atl., Texas, Southwest, Southeast, Northeast | Residential (New), Residential (Existing) | Heating (Equip.) | 999 | 0 | 999 | 999 | 11.3099 | 10.0859 | 8.9282 | 7.8988 | 7.0772 | 6.5314 | 6.2513 | 6.0911 | 6.0022 | 5.7737 | 5.6433 | 5.5492 | 5.4759 | 5.3641 | 5.266 | 5.1951 | 5.177 | 5.1407 | 5.0635 | 4.9575 | 4.8419 | 4.6912 | 4.5851 | 4.4587 | 4.407 | 4.2754
Other Res. Heating | Efficient competed | Northwest, Great Basin, California, Rocky Mountains, Upper Midwest, Lower Midwest, Lakes/Mid-Atl., Texas, Southwest, Southeast, Northeast | Residential (New), Residential (Existing) | Heating (Equip.) | 999 | 0 | 999 | 999 | 11.3099 | 10.0859 | 8.9282 | 7.8988 | 7.0772 | 6.5314 | 6.2513 | 6.0911 | 6.0022 | 5.7737 | 5.6433 | 5.5492 | 5.4759 | 5.3641 | 5.266 | 5.1951 | 5.177 | 5.1407 | 5.0635 | 4.9575 | 4.8419 | 4.6912 | 4.5851 | 4.4587 | 4.407 | 4.2754
Other Res. Heating (FS) | Baseline uncompeted | Northwest, Great Basin, California, Rocky Mountains, Upper Midwest, Lower Midwest, Lakes/Mid-Atl., Texas, Southwest, Southeast, Northeast | Residential (New), Residential (Existing) | Heating (Equip.) | 999 | 0 | 999 | 0 | 18.3017 | 18.029 | 17.8238 | 17.6577 | 17.5342 | 17.4246 | 17.3344 | 17.2386 | 17.1329 | 17.0427 | 16.9544 | 16.8679 | 16.7862 | 16.6996 | 16.6124 | 16.5266 | 16.45 | 16.3633 | 16.2851 | 16.1947 | 16.1098 | 16.034 | 15.9558 | 15.8718 | 15.7887 | 15.7002
Other Res. Heating (FS) | Efficient uncompeted | Northwest, Great Basin, California, Rocky Mountains, Upper Midwest, Lower Midwest, Lakes/Mid-Atl., Texas, Southwest, Southeast, Northeast | Residential (New), Residential (Existing) | Heating (Equip.) | 999 | 0 | 999 | 0 | 18.778 | 18.6299 | 18.2334 | 17.6367 | 16.954 | 16.3186 | 15.8396 | 15.4052 | 15.0203 | 14.4974 | 14.0264 | 13.5371 | 13.1453 | 12.6757 | 12.2515 | 11.9428 | 11.8568 | 11.8124 | 11.6657 | 11.3881 | 11.1027 | 10.7959 | 10.5911 | 10.3451 | 10.2185 | 10.0031
Other Res. Heating (FS) | Baseline competed | Northwest, Great Basin, California, Rocky Mountains, Upper Midwest, Lower Midwest, Lakes/Mid-Atl., Texas, Southwest, Southeast, Northeast | Residential (New), Residential (Existing) | Heating (Equip.) | 999 | 0 | 999 | 0 | 0 | 0 | 0 | 0 | 0 | 0 | 0 | 0 | 0 | 0 | 0 | 0 | 0 | 0 | 0 | 0 | 0 | 0 | 0 | 0 | 0 | 0 | 0 | 0 | 0 | 0
Other Res. Heating (FS) | Efficient competed | Northwest, Great Basin, California, Rocky Mountains, Upper Midwest, Lower Midwest, Lakes/Mid-Atl., Texas, Southwest, Southeast, Northeast | Residential (New), Residential (Existing) | Heating (Equip.) | 999 | 0 | 999 | 0 | 0 | 0 | 0 | 0 | 0 | 0 | 0 | 0 | 0 | 0 | 0 | 0 | 0 | 0 | 0 | 0 | 0 | 0 | 0 | 0 | 0 | 0 | 0 | 0 | 0 | 0
Prosp. Com. ASHP (FS) + Env. + Ctls. | Baseline uncompeted | California, Upper Midwest, Lower Midwest, Texas, Southwest, Southeast | Commercial (New), Commercial (Existing) | Heating (Equip.), Cooling (Equip.), Ventilation | 20.3333 | 4.8172 | 5.2349 | 162.4706 | 43.9648 | 41.4666 | 38.9471 | 37.2547 | 36.3905 | 35.5191 | 34.9343 | 34.2902 | 34.0502 | 33.5981 | 33.3325 | 33.0019 | 32.6755 | 32.4843 | 32.1656 | 31.8066 | 31.5214 | 31.2378 | 30.8908 | 30.2708 | 30.0397 | 29.6163 | 29.2725 | 29.0461 | 28.8103 | 28.5742
Prosp. Com. ASHP (FS) + Env. + Ctls. | Efficient uncompeted | California, Upper Midwest, Lower Midwest, Texas, Southwest, Southeast | Commercial (New), Commercial (Existing) | Heating (Equip.), Cooling (Equip.), Ventilation | 20.3333 | 4.8172 | 5.2349 | 162.4706 | 43.9648 | 41.4666 | 38.9471 | 37.2547 | 36.3905 | 32.9056 | 29.9391 | 27.1335 | 24.8949 | 22.6182 | 20.6364 | 18.7581 | 16.9849 | 15.4064 | 13.8112 | 12.1117 | 10.7321 | 9.6992 | 8.74 | 7.7438 | 6.9363 | 6.1609 | 5.5166 | 4.9381 | 4.4355 | 3.6699
Prosp. Com. ASHP (FS) + Env. + Ctls. | Baseline competed | California, Upper Midwest, Lower Midwest, Texas, Southwest, Southeast | Commercial (New), Commercial (Existing) | Heating (Equip.), Cooling (Equip.), Ventilation | 20.3333 | 4.8172 | 5.2349 | 162.4706 | 0 | 0 | 0 | 0 | 0 | 0.36812 | 0.68769 | 0.95372 | 1.2176 | 1.4313 | 1.6457 | 1.9059 | 2.1367 | 2.3774 | 2.5689 | 2.727 | 2.8435 | 2.8813 | 2.8709 | 2.7613 | 2.7837 | 2.7633 | 2.752 | 2.769 | 2.7876 | 3.0247
Prosp. Com. ASHP (FS) + Env. + Ctls. | Efficient competed | California, Upper Midwest, Lower Midwest, Texas, Southwest, Southeast | Commercial (New), Commercial (Existing) | Heating (Equip.), Cooling (Equip.), Ventilation | 20.3333 | 4.8172 | 5.2349 | 162.4706 | 0 | 0 | 0 | 0 | 0 | 0.08187 | 0.14927 | 0.20292 | 0.25482 | 0.29507 | 0.33453 | 0.38312 | 0.42349 | 0.46504 | 0.49663 | 0.5209 | 0.53614 | 0.53884 | 0.53325 | 0.50935 | 0.5117 | 0.50581 | 0.50172 | 0.50304 | 0.50387 | 0.52971
Prosp. Com. ASHP (FS) + Env. + Ctls. CC | Baseline uncompeted | Northwest, Great Basin, Rocky Mountains, Upper Midwest, Lakes/Mid-Atl., Northeast | Commercial (New), Commercial (Existing) | Heating (Equip.), Cooling (Equip.), Ventilation | 17.0143 | 5.6606 | 6.898 | 138.1344 | 59.7505 | 59.6964 | 59.3892 | 58.8951 | 58.1413 | 57.5114 | 57.0943 | 56.7842 | 56.2979 | 55.7648 | 55.2521 | 54.6726 | 54.2508 | 53.7103 | 53.2175 | 52.7898 | 52.3775 | 51.951 | 51.5315 | 51.1963 | 50.7311 | 50.2183 | 49.775 | 49.2976 | 48.9547 | 48.4909
Prosp. Com. ASHP (FS) + Env. + Ctls. CC | Efficient uncompeted | Northwest, Great Basin, Rocky Mountains, Upper Midwest, Lakes/Mid-Atl., Northeast | Commercial (New), Commercial (Existing) | Heating (Equip.), Cooling (Equip.), Ventilation | 17.0143 | 5.6606 | 6.898 | 138.1344 | 59.7505 | 59.6964 | 59.3892 | 58.8951 | 58.1413 | 53.5664 | 49.4769 | 45.7448 | 42.0954 | 38.6116 | 35.3492 | 32.1508 | 29.3594 | 26.5719 | 24.0281 | 21.3827 | 18.9935 | 17.0863 | 15.572 | 14.1678 | 12.7397 | 11.4109 | 10.2881 | 9.1548 | 8.2012 | 6.6908
Prosp. Com. ASHP (FS) + Env. + Ctls. CC | Baseline competed | Northwest, Great Basin, Rocky Mountains, Upper Midwest, Lakes/Mid-Atl., Northeast | Commercial (New), Commercial (Existing) | Heating (Equip.), Cooling (Equip.), Ventilation | 17.0143 | 5.6606 | 6.898 | 138.1344 | 0 | 0 | 0 | 0 | 0 | 0.21422 | 0.40291 | 0.57877 | 0.72551 | 0.85079 | 0.9651 | 1.0522 | 1.1551 | 1.2413 | 1.3259 | 1.4197 | 1.5126 | 1.5671 | 1.582 | 1.6034 | 1.6038 | 1.596 | 1.5962 | 1.5714 | 1.5996 | 1.6935
Prosp. Com. ASHP (FS) + Env. + Ctls. CC | Efficient competed | Northwest, Great Basin, Rocky Mountains, Upper Midwest, Lakes/Mid-Atl., Northeast | Commercial (New), Commercial (Existing) | Heating (Equip.), Cooling (Equip.), Ventilation | 17.0143 | 5.6606 | 6.898 | 138.1344 | 0 | 0 | 0 | 0 | 0 | 0.045696 | 0.083399 | 0.11665 | 0.14266 | 0.16333 | 0.18095 | 0.19333 | 0.20824 | 0.22012 | 0.23071 | 0.24291 | 0.25421 | 0.25835 | 0.25854 | 0.26049 | 0.25881 | 0.25576 | 0.25433 | 0.24889 | 0.25168 | 0.25208
Prosp. Com. ASHP (LFL) + Env. + Ctls. | Baseline uncompeted | California, Upper Midwest, Lower Midwest, Texas, Southwest, Southeast | Commercial (New), Commercial (Existing) | Heating (Equip.), Cooling (Equip.), Ventilation | 999 | 0 | -2.8915 | -222.6221 | 3.4586 | 2.968 | 2.4969 | 2.1778 | 2.0003 | 1.8451 | 1.7402 | 1.6405 | 1.6122 | 1.5484 | 1.5147 | 1.4754 | 1.4352 | 1.4188 | 1.3801 | 1.3386 | 1.3106 | 1.2853 | 1.2452 | 1.1709 | 1.1451 | 1.1006 | 1.0674 | 1.0453 | 1.0211 | 0.9984
Prosp. Com. ASHP (LFL) + Env. + Ctls. | Efficient uncompeted | California, Upper Midwest, Lower Midwest, Texas, Southwest, Southeast | Commercial (New), Commercial (Existing) | Heating (Equip.), Cooling (Equip.), Ventilation | 999 | 0 | -2.8915 | -222.6221 | 3.4586 | 2.968 | 2.4969 | 2.1778 | 2.0003 | 1.7424 | 1.5506 | 1.3783 | 1.2774 | 1.1557 | 1.0637 | 0.97537 | 0.89217 | 0.82855 | 0.75427 | 0.68574 | 0.64052 | 0.60169 | 0.55802 | 0.50471 | 0.46633 | 0.40443 | 0.35824 | 0.33097 | 0.3084 | 0.28712
Prosp. Com. ASHP (LFL) + Env. + Ctls. | Baseline competed | California, Upper Midwest, Lower Midwest, Texas, Southwest, Southeast | Commercial (New), Commercial (Existing) | Heating (Equip.), Cooling (Equip.), Ventilation | 999 | 0 | -2.8915 | -222.6221 | 0 | 0 | 0 | 0 | 0 | 0.075601 | 0.13855 | 0.19005 | 0.24065 | 0.27897 | 0.31638 | 0.34686 | 0.37204 | 0.39946 | 0.41836 | 0.42624 | 0.42715 | 0.42631 | 0.41974 | 0.40063 | 0.40309 | 0.41558 | 0.4274 | 0.44035 | 0.45016 | 0.45878
Prosp. Com. ASHP (LFL) + Env. + Ctls. | Efficient competed | California, Upper Midwest, Lower Midwest, Texas, Southwest, Southeast | Commercial (New), Commercial (Existing) | Heating (Equip.), Cooling (Equip.), Ventilation | 999 | 0 | -2.8915 | -222.6221 | 0 | 0 | 0 | 0 | 0 | 0.021853 | 0.039041 | 0.052435 | 0.065248 | 0.07413 | 0.082475 | 0.089109 | 0.094223 | 0.099603 | 0.1025 | 0.10257 | 0.1015 | 0.10023 | 0.097296 | 0.091753 | 0.090351 | 0.08991 | 0.089925 | 0.090156 | 0.089363 | 0.08854
Prosp. Com. ASHP (LFL) + Env. + Ctls. CC | Baseline uncompeted | Northwest, Great Basin, Rocky Mountains, Upper Midwest, Lakes/Mid-Atl., Northeast | Commercial (New), Commercial (Existing) | Heating (Equip.), Cooling (Equip.), Ventilation | 999 | 0 | -9.2236 | -506.7823 | 2.4532 | 2.2554 | 2.0537 | 1.8385 | 1.6467 | 1.5127 | 1.4405 | 1.3994 | 1.3439 | 1.2826 | 1.2347 | 1.1777 | 1.1474 | 1.108 | 1.0812 | 1.068 | 1.0582 | 1.0424 | 1.02 | 1.0018 | 0.97202 | 0.93867 | 0.91226 | 0.87309 | 0.86005 | 0.83309
Prosp. Com. ASHP (LFL) + Env. + Ctls. CC | Efficient uncompeted | Northwest, Great Basin, Rocky Mountains, Upper Midwest, Lakes/Mid-Atl., Northeast | Commercial (New), Commercial (Existing) | Heating (Equip.), Cooling (Equip.), Ventilation | 999 | 0 | -9.2236 | -506.7823 | 2.4532 | 2.2554 | 2.0537 | 1.8385 | 1.6467 | 1.4584 | 1.3388 | 1.2536 | 1.1607 | 1.0682 | 0.99112 | 0.9095 | 0.8556 | 0.79773 | 0.75051 | 0.71179 | 0.68196 | 0.65449 | 0.6247 | 0.59941 | 0.55914 | 0.51297 | 0.47597 | 0.44082 | 0.42533 | 0.40592
Prosp. Com. ASHP (LFL) + Env. + Ctls. CC | Baseline competed | Northwest, Great Basin, Rocky Mountains, Upper Midwest, Lakes/Mid-Atl., Northeast | Commercial (New), Commercial (Existing) | Heating (Equip.), Cooling (Equip.), Ventilation | 999 | 0 | -9.2236 | -506.7823 | 0 | 0 | 0 | 0 | 0 | 0.049083 | 0.090957 | 0.12876 | 0.15984 | 0.18437 | 0.20631 | 0.22371 | 0.23977 | 0.25094 | 0.26347 | 0.27537 | 0.28277 | 0.28376 | 0.28187 | 0.28032 | 0.28414 | 0.29143 | 0.29859 | 0.29974 | 0.30778 | 0.30876
Prosp. Com. ASHP (LFL) + Env. + Ctls. CC | Efficient competed | Northwest, Great Basin, Rocky Mountains, Upper Midwest, Lakes/Mid-Atl., Northeast | Commercial (New), Commercial (Existing) | Heating (Equip.), Cooling (Equip.), Ventilation | 999 | 0 | -9.2236 | -506.7823 | 0 | 0 | 0 | 0 | 0 | 0.018014 | 0.032938 | 0.046018 | 0.056508 | 0.06448 | 0.071446 | 0.076713 | 0.081432 | 0.084304 | 0.08768 | 0.090568 | 0.091944 | 0.091428 | 0.08996 | 0.088611 | 0.088231 | 0.088353 | 0.088659 | 0.087342 | 0.087945 | 0.086429
Prosp. Com. ASHP (RST) + Env. + Ctls. | Baseline uncompeted | California, Upper Midwest, Lower Midwest, Texas, Southwest, Southeast | Commercial (New), Commercial (Existing) | Heating (Equip.), Cooling (Equip.), Ventilation | 83.1041 | 1.2033 | 1.3984 | 107.0042 | 15.7243 | 13.6211 | 11.5728 | 10.1985 | 9.4815 | 8.8296 | 8.4281 | 8.0114 | 7.9559 | 7.7122 | 7.6203 | 7.4984 | 7.3729 | 7.3638 | 7.222 | 7.0662 | 6.9838 | 6.9035 | 6.7477 | 6.3968 | 6.3077 | 6.1276 | 6.0053 | 5.9471 | 5.8674 | 5.7907
Prosp. Com. ASHP (RST) + Env. + Ctls. | Efficient uncompeted | California, Upper Midwest, Lower Midwest, Texas, Southwest, Southeast | Commercial (New), Commercial (Existing) | Heating (Equip.), Cooling (Equip.), Ventilation | 83.1041 | 1.2033 | 1.3984 | 107.0042 | 15.7243 | 13.6211 | 11.5728 | 10.1985 | 9.4815 | 8.0614 | 7.0181 | 6.0775 | 5.4904 | 4.833 | 4.3221 | 3.8377 | 3.3908 | 3.0559 | 2.7156 | 2.2797 | 1.9052 | 1.5668 | 1.2746 | 1.1113 | 1.0703 | 1.0172 | 0.98081 | 0.95548 | 0.92866 | 0.8921
Prosp. Com. ASHP (RST) + Env. + Ctls. | Baseline competed | California, Upper Midwest, Lower Midwest, Texas, Southwest, Southeast | Commercial (New), Commercial (Existing) | Heating (Equip.), Cooling (Equip.), Ventilation | 83.1041 | 1.2033 | 1.3984 | 107.0042 | 0 | 0 | 0 | 0 | 0 | 0.26152 | 0.47957 | 0.65695 | 0.83726 | 0.96949 | 1.0988 | 1.1265 | 1.1481 | 1.1788 | 1.1704 | 1.1642 | 1.1723 | 1.1797 | 1.1672 | 1.1279 | 1.1094 | 1.0742 | 1.056 | 1.0456 | 1.0283 | 1.0079
Prosp. Com. ASHP (RST) + Env. + Ctls. | Efficient competed | California, Upper Midwest, Lower Midwest, Texas, Southwest, Southeast | Commercial (New), Commercial (Existing) | Heating (Equip.), Cooling (Equip.), Ventilation | 83.1041 | 1.2033 | 1.3984 | 107.0042 | 0 | 0 | 0 | 0 | 0 | 0.045394 | 0.081212 | 0.10888 | 0.13594 | 0.15508 | 0.17334 | 0.17059 | 0.16809 | 0.16829 | 0.16407 | 0.15629 | 0.15239 | 0.14847 | 0.14236 | 0.13313 | 0.12743 | 0.12021 | 0.11524 | 0.11129 | 0.10651 | 0.10161
Prosp. Com. ASHP (RST) + Env. + Ctls. CC | Baseline uncompeted | Northwest, Great Basin, Rocky Mountains, Upper Midwest, Lakes/Mid-Atl., Northeast | Commercial (New), Commercial (Existing) | Heating (Equip.), Cooling (Equip.), Ventilation | 78.7643 | 1.2696 | 1.7668 | 94.6961 | 11.0678 | 10.2752 | 9.4569 | 8.5587 | 7.7306 | 7.1753 | 6.9051 | 6.7757 | 6.5737 | 6.3356 | 6.1608 | 5.9342 | 5.8396 | 5.6822 | 5.5985 | 5.5826 | 5.576 | 5.5397 | 5.4714 | 5.4259 | 5.3073 | 5.1735 | 5.0791 | 4.9097 | 4.8738 | 4.7712
Prosp. Com. ASHP (RST) + Env. + Ctls. CC | Efficient uncompeted | Northwest, Great Basin, Rocky Mountains, Upper Midwest, Lakes/Mid-Atl., Northeast | Commercial (New), Commercial (Existing) | Heating (Equip.), Cooling (Equip.), Ventilation | 78.7643 | 1.2696 | 1.7668 | 94.6961 | 11.0678 | 10.2752 | 9.4569 | 8.5587 | 7.7306 | 6.6042 | 5.8429 | 5.2639 | 4.682 | 4.1287 | 3.6631 | 3.2069 | 2.8649 | 2.5362 | 2.2542 | 1.9589 | 1.6928 | 1.4389 | 1.2393 | 1.1692 | 1.1214 | 1.0738 | 1.0381 | 0.98756 | 0.96755 | 0.92672
Prosp. Com. ASHP (RST) + Env. + Ctls. CC | Baseline competed | Northwest, Great Basin, Rocky Mountains, Upper Midwest, Lakes/Mid-Atl., Northeast | Commercial (New), Commercial (Existing) | Heating (Equip.), Cooling (Equip.), Ventilation | 78.7643 | 1.2696 | 1.7668 | 94.6961 | 0 | 0 | 0 | 0 | 0 | 0.22691 | 0.42196 | 0.59736 | 0.74507 | 0.86006 | 0.96441 | 1.0492 | 1.1239 | 1.1559 | 1.2123 | 1.2879 | 1.3531 | 1.4057 | 1.4435 | 1.4787 | 1.4876 | 1.487 | 1.4952 | 1.4772 | 1.4831 | 1.4669
Prosp. Com. ASHP (RST) + Env. + Ctls. CC | Efficient competed | Northwest, Great Basin, Rocky Mountains, Upper Midwest, Lakes/Mid-Atl., Northeast | Commercial (New), Commercial (Existing) | Heating (Equip.), Cooling (Equip.), Ventilation | 78.7643 | 1.2696 | 1.7668 | 94.6961 | 0 | 0 | 0 | 0 | 0 | 0.029117 | 0.053312 | 0.074421 | 0.091654 | 0.10458 | 0.116 | 0.12494 | 0.13253 | 0.13497 | 0.14 | 0.14668 | 0.15191 | 0.15548 | 0.15725 | 0.15861 | 0.15711 | 0.15463 | 0.1532 | 0.14924 | 0.14776 | 0.14407
Prosp. Com. Chillers + Env. + Ctls. | Baseline uncompeted | Northwest, Great Basin, California, Rocky Mountains, Upper Midwest, Lower Midwest, Lakes/Mid-Atl., Texas, Southwest, Southeast, Northeast | Commercial (New), Commercial (Existing) | Cooling (Equip.), Ventilation | 19.5853 | 4.9631 | 5.9927 | 382.0123 | 22.638 | 20.4116 | 18.2166 | 16.6425 | 15.7673 | 15.0516 | 14.7234 | 14.4844 | 14.4916 | 14.319 | 14.3641 | 14.2506 | 14.2749 | 14.4085 | 14.4428 | 14.491 | 14.6385 | 14.7352 | 14.7335 | 14.3886 | 14.4445 | 14.3665 | 14.3332 | 14.3304 | 14.4589 | 14.524
Prosp. Com. Chillers + Env. + Ctls. | Efficient uncompeted | Northwest, Great Basin, California, Rocky Mountains, Upper Midwest, Lower Midwest, Lakes/Mid-Atl., Texas, Southwest, Southeast, Northeast | Commercial (New), Commercial (Existing) | Cooling (Equip.), Ventilation | 19.5853 | 4.9631 | 5.9927 | 382.0123 | 22.638 | 20.4116 | 18.2166 | 16.6425 | 15.7673 | 14.0862 | 12.8874 | 11.8521 | 11.0812 | 10.2308 | 9.5795 | 8.8613 | 8.2769 | 7.7865 | 7.2647 | 6.8107 | 6.4493 | 6.0951 | 5.7563 | 5.2775 | 4.855 | 4.4463 | 4.1561 | 3.9328 | 3.8095 | 3.6032
Prosp. Com. Chillers + Env. + Ctls. | Baseline competed | Northwest, Great Basin, California, Rocky Mountains, Upper Midwest, Lower Midwest, Lakes/Mid-Atl., Texas, Southwest, Southeast, Northeast | Commercial (New), Commercial (Existing) | Cooling (Equip.), Ventilation | 19.5853 | 4.9631 | 5.9927 | 382.0123 | 0 | 0 | 0 | 0 | 0 | 0.30542 | 0.57944 | 0.82626 | 1.0631 | 1.2663 | 1.4707 | 1.6427 | 1.8161 | 1.9928 | 2.1467 | 2.153 | 2.1739 | 2.1874 | 2.1867 | 2.1288 | 2.123 | 2.0992 | 2.0827 | 2.0717 | 2.0788 | 2.0762
Prosp. Com. Chillers + Env. + Ctls. | Efficient competed | Northwest, Great Basin, California, Rocky Mountains, Upper Midwest, Lower Midwest, Lakes/Mid-Atl., Texas, Southwest, Southeast, Northeast | Commercial (New), Commercial (Existing) | Cooling (Equip.), Ventilation | 19.5853 | 4.9631 | 5.9927 | 382.0123 | 0 | 0 | 0 | 0 | 0 | 0.1271 | 0.23462 | 0.32703 | 0.41233 | 0.48205 | 0.54895 | 0.60229 | 0.65577 | 0.70847 | 0.75056 | 0.74398 | 0.7455 | 0.74132 | 0.73382 | 0.70487 | 0.68532 | 0.66842 | 0.65582 | 0.64511 | 0.643 | 0.62547
Prosp. Com. N-Elec. Env. | Baseline uncompeted | Northwest, Great Basin, California, Rocky Mountains, Upper Midwest, Lower Midwest, Lakes/Mid-Atl., Texas, Southwest, Southeast, Northeast | Commercial (New), Commercial (Existing) | Heating (Equip.) | 24.1657 | 4.0835 | 4.6709 | 85.4702 | 105.8607 | 107.3011 | 108.1953 | 108.7497 | 108.7841 | 108.5797 | 108.326 | 107.9797 | 107.4356 | 106.8069 | 106.1131 | 105.445 | 104.7261 | 103.8498 | 103.0143 | 102.1425 | 101.2565 | 100.4106 | 99.6543 | 98.9957 | 98.238 | 97.3415 | 96.5359 | 95.836 | 95.1247 | 94.3289
Prosp. Com. N-Elec. Env. | Efficient uncompeted | Northwest, Great Basin, California, Rocky Mountains, Upper Midwest, Lower Midwest, Lakes/Mid-Atl., Texas, Southwest, Southeast, Northeast | Commercial (New), Commercial (Existing) | Heating (Equip.) | 24.1657 | 4.0835 | 4.6709 | 85.4702 | 105.8607 | 107.3011 | 108.1953 | 108.7497 | 108.7841 | 106.1301 | 103.4816 | 100.8325 | 98.1055 | 95.4065 | 92.7488 | 90.2069 | 87.7033 | 85.1481 | 82.7025 | 78.8126 | 75.0468 | 71.4329 | 67.9896 | 64.7084 | 61.4532 | 58.4352 | 56.1536 | 53.9816 | 51.8793 | 48.3834
Prosp. Com. N-Elec. Env. | Baseline competed | Northwest, Great Basin, California, Rocky Mountains, Upper Midwest, Lower Midwest, Lakes/Mid-Atl., Texas, Southwest, Southeast, Northeast | Commercial (New), Commercial (Existing) | Heating (Equip.) | 24.1657 | 4.0835 | 4.6709 | 85.4702 | 0 | 0 | 0 | 0 | 0 | 0 | 0 | 0 | 0 | 0 | 0 | 0 | 0 | 0 | 0 | 0.071391 | 0.13598 | 0.19156 | 0.23793 | 0.27372 | 0.29328 | 0.4529 | 0.64698 | 1.1579 | 1.6392 | 2.2084
Prosp. Com. N-Elec. Env. | Efficient competed | Northwest, Great Basin, California, Rocky Mountains, Upper Midwest, Lower Midwest, Lakes/Mid-Atl., Texas, Southwest, Southeast, Northeast | Commercial (New), Commercial (Existing) | Heating (Equip.) | 24.1657 | 4.0835 | 4.6709 | 85.4702 | 0 | 0 | 0 | 0 | 0 | 0 | 0 | 0 | 0 | 0 | 0 | 0 | 0 | 0 | 0 | 0.054844 | 0.10047 | 0.13626 | 0.16348 | 0.18287 | 0.19402 | 0.27476 | 0.36977 | 0.62348 | 0.86344 | 1.1076
Prosp. Com. N-Elec. Env. + Ctls. | Baseline uncompeted | Northwest, Great Basin, California, Rocky Mountains, Upper Midwest, Lower Midwest, Lakes/Mid-Atl., Texas, Southwest, Southeast, Northeast | Commercial (New), Commercial (Existing) | Heating (Equip.), Cooling (Equip.), Ventilation | 9.5196 | 8.0527 | 10.4507 | 199.5968 | 124.1068 | 123.5649 | 122.5052 | 121.4811 | 120.3621 | 119.2506 | 118.4255 | 117.603 | 116.7359 | 115.6971 | 114.6999 | 113.6736 | 112.7515 | 111.6971 | 110.632 | 109.5928 | 108.5729 | 107.584 | 106.6304 | 105.7324 | 104.7783 | 103.6393 | 102.6516 | 101.753 | 100.9314 | 99.9872
Prosp. Com. N-Elec. Env. + Ctls. | Efficient uncompeted | Northwest, Great Basin, California, Rocky Mountains, Upper Midwest, Lower Midwest, Lakes/Mid-Atl., Texas, Southwest, Southeast, Northeast | Commercial (New), Commercial (Existing) | Heating (Equip.), Cooling (Equip.), Ventilation | 9.5196 | 8.0527 | 10.4507 | 199.5968 | 124.1068 | 123.5649 | 122.5052 | 121.4811 | 120.3621 | 115.5972 | 111.259 | 107.0944 | 103.075 | 99.0692 | 95.2639 | 91.576 | 88.1152 | 84.6773 | 81.3446 | 76.8086 | 72.5178 | 68.5923 | 65.0252 | 61.5931 | 58.2459 | 55.1092 | 52.6698 | 50.328 | 48.0996 | 44.4037
Prosp. Com. N-Elec. Env. + Ctls. | Baseline competed | Northwest, Great Basin, California, Rocky Mountains, Upper Midwest, Lower Midwest, Lakes/Mid-Atl., Texas, Southwest, Southeast, Northeast | Commercial (New), Commercial (Existing) | Heating (Equip.), Cooling (Equip.), Ventilation | 9.5196 | 8.0527 | 10.4507 | 199.5968 | 0.18634 | 0.19386 | 0.20143 | 0.20792 | 0.21416 | 0.23291 | 0.2505 | 0.26692 | 0.28177 | 0.29509 | 0.30708 | 0.31857 | 0.32918 | 0.33846 | 0.34742 | 0.35668 | 0.36436 | 0.36949 | 0.37496 | 0.38031 | 0.38546 | 0.39071 | 0.39658 | 0.40279 | 0.40947 | 0.42975
Prosp. Com. N-Elec. Env. + Ctls. | Efficient competed | Northwest, Great Basin, California, Rocky Mountains, Upper Midwest, Lower Midwest, Lakes/Mid-Atl., Texas, Southwest, Southeast, Northeast | Commercial (New), Commercial (Existing) | Heating (Equip.), Cooling (Equip.), Ventilation | 9.5196 | 8.0527 | 10.4507 | 199.5968 | 0.18634 | 0.19386 | 0.20143 | 0.20792 | 0.21416 | 0.21611 | 0.21663 | 0.21615 | 0.21449 | 0.21191 | 0.20849 | 0.20479 | 0.20061 | 0.19569 | 0.19069 | 0.18613 | 0.18089 | 0.17532 | 0.17081 | 0.16603 | 0.16116 | 0.15706 | 0.1566 | 0.15628 | 0.15608 | 0.15135
Prosp. Res. ASHP (FS) + Env. + Ctls. | Baseline uncompeted | California, Upper Midwest, Lower Midwest, Texas, Southwest, Southeast | Residential (New), Residential (Existing) | Heating (Equip.), Cooling (Equip.) | 21.8826 | 4.335 | 7.6422 | 202.6708 | 92.1179 | 89.2833 | 86.1869 | 83.9618 | 82.6716 | 81.3038 | 80.2133 | 79.1033 | 78.8308 | 78.3864 | 78.1816 | 77.9824 | 77.6763 | 77.6855 | 77.4699 | 77.3438 | 77.3607 | 77.3025 | 77.1453 | 76.7198 | 76.6292 | 76.4701 | 76.3016 | 76.2166 | 76.2365 | 76.1263
Prosp. Res. ASHP (FS) + Env. + Ctls. | Efficient uncompeted | California, Upper Midwest, Lower Midwest, Texas, Southwest, Southeast | Residential (New), Residential (Existing) | Heating (Equip.), Cooling (Equip.) | 21.8826 | 4.335 | 7.6422 | 202.6708 | 92.1179 | 89.2833 | 86.1869 | 83.9618 | 82.6716 | 75.6121 | 69.4459 | 63.7457 | 59.3559 | 55.0241 | 51.2346 | 47.8017 | 44.4942 | 41.6368 | 38.5751 | 35.4697 | 32.7166 | 30.1195 | 27.5244 | 25.0073 | 22.6345 | 19.8532 | 17.3675 | 15.0128 | 12.6339 | 10.1942
Prosp. Res. ASHP (FS) + Env. + Ctls. | Baseline competed | California, Upper Midwest, Lower Midwest, Texas, Southwest, Southeast | Residential (New), Residential (Existing) | Heating (Equip.), Cooling (Equip.) | 21.8826 | 4.335 | 7.6422 | 202.6708 | 0 | 0 | 0 | 0 | 0 | 0.87492 | 1.6403 | 2.3153 | 2.3039 | 2.2882 | 2.2732 | 2.2583 | 2.2434 | 2.2282 | 2.212 | 2.3041 | 2.386 | 2.4542 | 2.509 | 2.5431 | 2.5759 | 2.5972 | 2.6086 | 2.6171 | 2.6222 | 2.6148
Prosp. Res. ASHP (FS) + Env. + Ctls. | Efficient competed | California, Upper Midwest, Lower Midwest, Texas, Southwest, Southeast | Residential (New), Residential (Existing) | Heating (Equip.), Cooling (Equip.) | 21.8826 | 4.335 | 7.6422 | 202.6708 | 0 | 0 | 0 | 0 | 0 | 0.22577 | 0.40449 | 0.55112 | 0.56 | 0.55977 | 0.56332 | 0.57027 | 0.57463 | 0.58044 | 0.57902 | 0.59616 | 0.61415 | 0.62948 | 0.63976 | 0.64551 | 0.65024 | 0.63746 | 0.63492 | 0.633 | 0.62973 | 0.62384
Prosp. Res. ASHP (FS) + Env. + Ctls. CC | Baseline uncompeted | Northwest, Great Basin, Rocky Mountains, Upper Midwest, Lakes/Mid-Atl., Northeast | Residential (New), Residential (Existing) | Heating (Equip.), Cooling (Equip.) | 16.4583 | 5.4579 | 10.1915 | 181.506 | 168.2395 | 167.5838 | 166.5629 | 165.1659 | 163.2715 | 161.5271 | 159.9936 | 158.633 | 157.5119 | 156.3259 | 155.2476 | 154.2034 | 153.1942 | 152.067 | 151.2514 | 150.5757 | 149.9728 | 149.3747 | 148.8109 | 148.3333 | 147.6641 | 146.9614 | 146.3806 | 145.7223 | 145.1792 | 144.5402
Prosp. Res. ASHP (FS) + Env. + Ctls. CC | Efficient uncompeted | Northwest, Great Basin, Rocky Mountains, Upper Midwest, Lakes/Mid-Atl., Northeast | Residential (New), Residential (Existing) | Heating (Equip.), Cooling (Equip.) | 16.4583 | 5.4579 | 10.1915 | 181.506 | 168.2395 | 167.5838 | 166.5629 | 165.1659 | 163.2715 | 151.8722 | 141.6128 | 132.3243 | 123.9027 | 115.9157 | 108.5109 | 101.3266 | 94.987 | 88.5919 | 83.0155 | 77.3316 | 72.092 | 67.0373 | 62.0579 | 57.3306 | 52.3943 | 47.1956 | 42.334 | 37.2712 | 32.6359 | 27.9277
Prosp. Res. ASHP (FS) + Env. + Ctls. CC | Baseline competed | Northwest, Great Basin, Rocky Mountains, Upper Midwest, Lakes/Mid-Atl., Northeast | Residential (New), Residential (Existing) | Heating (Equip.), Cooling (Equip.) | 16.4583 | 5.4579 | 10.1915 | 181.506 | 0 | 0 | 0 | 0 | 0 | 0.02753 | 0.052708 | 0.074595 | 0.071617 | 0.068784 | 0.066206 | 0.063849 | 0.061716 | 0.059707 | 0.057823 | 0.093116 | 0.12638 | 0.15741 | 0.18595 | 0.21211 | 0.23473 | 0.25859 | 0.28094 | 0.2989 | 0.31619 | 0.32918
Prosp. Res. ASHP (FS) + Env. + Ctls. CC | Efficient competed | Northwest, Great Basin, Rocky Mountains, Upper Midwest, Lakes/Mid-Atl., Northeast | Residential (New), Residential (Existing) | Heating (Equip.), Cooling (Equip.) | 16.4583 | 5.4579 | 10.1915 | 181.506 | 0 | 0 | 0 | 0 | 0 | 0.0129 | 0.02327 | 0.032311 | 0.030591 | 0.029353 | 0.028294 | 0.027207 | 0.026139 | 0.025035 | 0.024339 | 0.032034 | 0.039056 | 0.045332 | 0.050672 | 0.055335 | 0.058747 | 0.060362 | 0.063198 | 0.064749 | 0.066686 | 0.067574
Prosp. Res. ASHP (LFL) + Env. + Ctls. | Baseline uncompeted | California, Upper Midwest, Lower Midwest, Texas, Southwest, Southeast | Residential (New), Residential (Existing) | Heating (Equip.), Cooling (Equip.) | 43.3345 | 2.2972 | 3.9064 | 273.6402 | 29.9373 | 26.0118 | 22.035 | 19.553 | 18.459 | 17.7627 | 17.2049 | 16.7728 | 16.6983 | 16.3453 | 16.443 | 16.3474 | 16.5137 | 16.6895 | 16.776 | 16.7091 | 16.7909 | 16.9097 | 16.9891 | 16.1757 | 16.4139 | 16.3878 | 16.2559 | 16.433 | 16.5808 | 16.7176
Prosp. Res. ASHP (LFL) + Env. + Ctls. | Efficient uncompeted | California, Upper Midwest, Lower Midwest, Texas, Southwest, Southeast | Residential (New), Residential (Existing) | Heating (Equip.), Cooling (Equip.) | 43.3345 | 2.2972 | 3.9064 | 273.6402 | 29.9373 | 26.0118 | 22.035 | 19.553 | 18.459 | 16.3941 | 14.6334 | 13.1162 | 11.9752 | 10.7074 | 9.8002 | 8.8234 | 8.0296 | 7.2616 | 6.4797 | 5.5103 | 4.641 | 3.8223 | 3.0244 | 2.1636 | 1.7697 | 1.6854 | 1.6188 | 1.5924 | 1.5766 | 1.5611
Prosp. Res. ASHP (LFL) + Env. + Ctls. | Baseline competed | California, Upper Midwest, Lower Midwest, Texas, Southwest, Southeast | Residential (New), Residential (Existing) | Heating (Equip.), Cooling (Equip.) | 43.3345 | 2.2972 | 3.9064 | 273.6402 | 0 | 0 | 0 | 0 | 0 | 1.2863 | 2.3925 | 3.3629 | 4.2907 | 5.0505 | 5.8691 | 6.559 | 7.3003 | 8.0086 | 8.6333 | 9.2099 | 9.8182 | 10.4078 | 10.9372 | 10.8348 | 11.3885 | 11.7333 | 11.9699 | 12.4077 | 12.8057 | 13.1782
Prosp. Res. ASHP (LFL) + Env. + Ctls. | Efficient competed | California, Upper Midwest, Lower Midwest, Texas, Southwest, Southeast | Residential (New), Residential (Existing) | Heating (Equip.), Cooling (Equip.) | 43.3345 | 2.2972 | 3.9064 | 273.6402 | 0 | 0 | 0 | 0 | 0 | 0.35478 | 0.65328 | 0.91015 | 1.1513 | 1.3434 | 1.5481 | 1.7165 | 1.8962 | 2.064 | 2.2079 | 2.3318 | 2.4622 | 2.5867 | 2.6946 | 2.6481 | 2.7609 | 2.8216 | 2.858 | 2.9425 | 3.0165 | 3.0851
Prosp. Res. ASHP (LFL) + Env. + Ctls. CC | Baseline uncompeted | Northwest, Great Basin, Rocky Mountains, Upper Midwest, Lakes/Mid-Atl., Northeast | Residential (New), Residential (Existing) | Heating (Equip.), Cooling (Equip.) | 21.3088 | 4.434 | 9.8806 | 514.2744 | 8.8182 | 8.2775 | 7.7561 | 7.1512 | 6.5441 | 6.0261 | 5.7848 | 5.7336 | 5.5571 | 5.3552 | 5.2407 | 5.1979 | 5.076 | 5.003 | 4.9752 | 4.9897 | 5.0461 | 5.0634 | 5.0739 | 5.0697 | 5.0372 | 4.9661 | 4.9386 | 4.8362 | 4.8724 | 4.7846
Prosp. Res. ASHP (LFL) + Env. + Ctls. CC | Efficient uncompeted | Northwest, Great Basin, Rocky Mountains, Upper Midwest, Lakes/Mid-Atl., Northeast | Residential (New), Residential (Existing) | Heating (Equip.), Cooling (Equip.) | 21.3088 | 4.434 | 9.8806 | 514.2744 | 8.8182 | 8.2775 | 7.7561 | 7.1512 | 6.5441 | 5.6087 | 5.0017 | 4.5923 | 4.1127 | 3.6455 | 3.2687 | 2.959 | 2.6266 | 2.342 | 2.0882 | 1.8269 | 1.5877 | 1.3452 | 1.1132 | 0.90713 | 0.77108 | 0.72489 | 0.69689 | 0.6648 | 0.65146 | 0.62177
Prosp. Res. ASHP (LFL) + Env. + Ctls. CC | Baseline competed | Northwest, Great Basin, Rocky Mountains, Upper Midwest, Lakes/Mid-Atl., Northeast | Residential (New), Residential (Existing) | Heating (Equip.), Cooling (Equip.) | 21.3088 | 4.434 | 9.8806 | 514.2744 | 0 | 0 | 0 | 0 | 0 | 0.21539 | 0.40011 | 0.57851 | 0.72448 | 0.85114 | 0.97245 | 1.0955 | 1.1896 | 1.2841 | 1.386 | 1.5477 | 1.7174 | 1.8665 | 2.003 | 2.123 | 2.2232 | 2.2981 | 2.3829 | 2.422 | 2.524 | 2.5551
Prosp. Res. ASHP (LFL) + Env. + Ctls. CC | Efficient competed | Northwest, Great Basin, Rocky Mountains, Upper Midwest, Lakes/Mid-Atl., Northeast | Residential (New), Residential (Existing) | Heating (Equip.), Cooling (Equip.) | 21.3088 | 4.434 | 9.8806 | 514.2744 | 0 | 0 | 0 | 0 | 0 | 0.059983 | 0.11008 | 0.15745 | 0.19534 | 0.22722 | 0.2571 | 0.28701 | 0.30914 | 0.33102 | 0.35405 | 0.39092 | 0.42827 | 0.4596 | 0.48712 | 0.51031 | 0.52809 | 0.5393 | 0.55248 | 0.55497 | 0.57152 | 0.57164
Prosp. Res. ASHP (RST) + Env. + Ctls. | Baseline uncompeted | California, Upper Midwest, Lower Midwest, Texas, Southwest, Southeast | Residential (New), Residential (Existing) | Heating (Equip.), Cooling (Equip.) | 8.1279 | 8.493 | 15.1103 | 1087.6247 | 31.9122 | 27.8136 | 23.5923 | 20.6536 | 18.8013 | 17.3402 | 16.3908 | 15.6377 | 15.6324 | 15.2792 | 15.207 | 15.186 | 14.9974 | 15.0291 | 14.8561 | 14.6837 | 14.7286 | 14.762 | 14.633 | 14.2959 | 14.1793 | 14.0277 | 13.9478 | 13.8961 | 13.8632 | 13.8006
Prosp. Res. ASHP (RST) + Env. + Ctls. | Efficient uncompeted | California, Upper Midwest, Lower Midwest, Texas, Southwest, Southeast | Residential (New), Residential (Existing) | Heating (Equip.), Cooling (Equip.) | 8.1279 | 8.493 | 15.1103 | 1087.6247 | 31.9122 | 27.8136 | 23.5923 | 20.6536 | 18.8013 | 16.2489 | 14.3866 | 12.8411 | 11.9972 | 10.9353 | 10.1314 | 9.3972 | 8.5994 | 7.9601 | 7.2399 | 6.5105 | 5.918 | 5.3513 | 4.7658 | 4.1649 | 3.6754 | 3.33 | 2.7782 | 2.2623 | 1.7768 | 1.3268
Prosp. Res. ASHP (RST) + Env. + Ctls. | Baseline competed | California, Upper Midwest, Lower Midwest, Texas, Southwest, Southeast | Residential (New), Residential (Existing) | Heating (Equip.), Cooling (Equip.) | 8.1279 | 8.493 | 15.1103 | 1087.6247 | 0 | 0 | 0 | 0 | 0 | 0.92189 | 1.6869 | 2.3414 | 2.9184 | 3.38 | 3.8509 | 4.2998 | 4.6627 | 5.0588 | 5.364 | 5.6395 | 5.9768 | 6.2938 | 6.5126 | 6.6144 | 6.7835 | 6.8439 | 7.046 | 7.239 | 7.4189 | 7.5781
Prosp. Res. ASHP (RST) + Env. + Ctls. | Efficient competed | California, Upper Midwest, Lower Midwest, Texas, Southwest, Southeast | Residential (New), Residential (Existing) | Heating (Equip.), Cooling (Equip.) | 8.1279 | 8.493 | 15.1103 | 1087.6247 | 0 | 0 | 0 | 0 | 0 | 0.15763 | 0.28726 | 0.39595 | 0.48234 | 0.55248 | 0.62426 | 0.6912 | 0.74465 | 0.8054 | 0.85134 | 0.89333 | 0.94325 | 0.98818 | 1.0186 | 1.0288 | 1.0536 | 1.0659 | 1.0918 | 1.1188 | 1.1456 | 1.1681
Prosp. Res. ASHP (RST) + Env. + Ctls. CC | Baseline uncompeted | Northwest, Great Basin, Rocky Mountains, Upper Midwest, Lakes/Mid-Atl., Northeast | Residential (New), Residential (Existing) | Heating (Equip.), Cooling (Equip.) | 6.6181 | 9.3318 | 19.0639 | 1051.2239 | 17.9641 | 16.6455 | 15.4308 | 14.0148 | 12.6092 | 11.7093 | 11.3149 | 11.1967 | 10.9748 | 10.6467 | 10.4948 | 10.3429 | 10.0926 | 9.6879 | 9.6125 | 9.608 | 9.6502 | 9.6334 | 9.6026 | 9.5805 | 9.4445 | 9.26 | 9.2086 | 9.0527 | 9.0274 | 8.874
Prosp. Res. ASHP (RST) + Env. + Ctls. CC | Efficient uncompeted | Northwest, Great Basin, Rocky Mountains, Upper Midwest, Lakes/Mid-Atl., Northeast | Residential (New), Residential (Existing) | Heating (Equip.), Cooling (Equip.) | 6.6181 | 9.3318 | 19.0639 | 1051.2239 | 17.9641 | 16.6455 | 15.4308 | 14.0148 | 12.6092 | 11.0328 | 10.0327 | 9.3252 | 8.57 | 7.7736 | 7.1467 | 6.5518 | 5.932 | 5.2628 | 4.8058 | 4.3648 | 3.9593 | 3.5484 | 3.1607 | 2.7974 | 2.4436 | 2.122 | 1.7542 | 1.3935 | 1.0757 | 0.77241
Prosp. Res. ASHP (RST) + Env. + Ctls. CC | Baseline competed | Northwest, Great Basin, Rocky Mountains, Upper Midwest, Lakes/Mid-Atl., Northeast | Residential (New), Residential (Existing) | Heating (Equip.), Cooling (Equip.) | 6.6181 | 9.3318 | 19.0639 | 1051.2239 | 0 | 0 | 0 | 0 | 0 | 0.40877 | 0.77191 | 1.1228 | 1.3607 | 1.5586 | 1.758 | 1.9427 | 2.0863 | 2.1746 | 2.322 | 2.5097 | 2.698 | 2.8565 | 2.9932 | 3.1206 | 3.1973 | 3.2238 | 3.3386 | 3.4071 | 3.5081 | 3.537
Prosp. Res. ASHP (RST) + Env. + Ctls. CC | Efficient competed | Northwest, Great Basin, Rocky Mountains, Upper Midwest, Lakes/Mid-Atl., Northeast | Residential (New), Residential (Existing) | Heating (Equip.), Cooling (Equip.) | 6.6181 | 9.3318 | 19.0639 | 1051.2239 | 0 | 0 | 0 | 0 | 0 | 0.06218 | 0.11651 | 0.16857 | 0.19674 | 0.22044 | 0.24433 | 0.26577 | 0.28197 | 0.29092 | 0.30788 | 0.33063 | 0.35302 | 0.37144 | 0.38655 | 0.40036 | 0.4075 | 0.4091 | 0.41883 | 0.42359 | 0.4328 | 0.43378
Prosp. Res. N-Elec. Env. | Baseline uncompeted | Northwest, Great Basin, California, Rocky Mountains, Upper Midwest, Lower Midwest, Lakes/Mid-Atl., Texas, Southwest, Southeast, Northeast | Residential (New), Residential (Existing) | Heating (Equip.) | 63.3857 | 1.5776 | 2.3683 | 44.3888 | 242.112 | 241.5712 | 240.6449 | 239.3964 | 237.6791 | 235.7309 | 233.6678 | 231.6061 | 230.0384 | 228.3232 | 226.6622 | 225.1463 | 223.7341 | 222.2963 | 220.9814 | 219.7607 | 218.5836 | 217.4428 | 216.4059 | 215.4517 | 214.4498 | 213.2825 | 212.1854 | 211.1769 | 210.1742 | 209.1292
Prosp. Res. N-Elec. Env. | Efficient uncompeted | Northwest, Great Basin, California, Rocky Mountains, Upper Midwest, Lower Midwest, Lakes/Mid-Atl., Texas, Southwest, Southeast, Northeast | Residential (New), Residential (Existing) | Heating (Equip.) | 63.3857 | 1.5776 | 2.3683 | 44.3888 | 242.112 | 241.5712 | 240.6449 | 239.3964 | 237.6791 | 232.7969 | 227.9433 | 223.2206 | 219.0892 | 214.9315 | 210.9274 | 207.1478 | 203.5523 | 200.0191 | 196.6744 | 191.6407 | 186.7987 | 182.1387 | 177.7217 | 173.5258 | 169.4222 | 165.2963 | 161.3878 | 157.6861 | 154.1653 | 150.8022
Prosp. Res. N-Elec. Env. | Baseline competed | Northwest, Great Basin, California, Rocky Mountains, Upper Midwest, Lower Midwest, Lakes/Mid-Atl., Texas, Southwest, Southeast, Northeast | Residential (New), Residential (Existing) | Heating (Equip.) | 63.3857 | 1.5776 | 2.3683 | 44.3888 | 0 | 0 | 0 | 0 | 0 | 0.11966 | 0.23606 | 0.34939 | 0.52065 | 0.6831 | 0.83856 | 0.99206 | 1.141 | 1.2824 | 1.425 | 9.1162 | 16.2635 | 22.8871 | 29.006 | 34.5952 | 39.4033 | 44.7858 | 49.6194 | 53.8725 | 57.4777 | 60.7851
Prosp. Res. N-Elec. Env. | Efficient competed | Northwest, Great Basin, California, Rocky Mountains, Upper Midwest, Lower Midwest, Lakes/Mid-Atl., Texas, Southwest, Southeast, Northeast | Residential (New), Residential (Existing) | Heating (Equip.) | 63.3857 | 1.5776 | 2.3683 | 44.3888 | 0 | 0 | 0 | 0 | 0 | 0.11183 | 0.21806 | 0.3194 | 0.47105 | 0.61234 | 0.74527 | 0.87454 | 0.99803 | 1.1135 | 1.2285 | 7.7507 | 13.659 | 19.0275 | 23.8886 | 28.2394 | 31.88 | 35.8201 | 39.2967 | 42.2832 | 44.7385 | 46.9373
Prosp. Res. N-Elec. Env. + Ctls. | Baseline uncompeted | Northwest, Great Basin, California, Rocky Mountains, Upper Midwest, Lower Midwest, Lakes/Mid-Atl., Texas, Southwest, Southeast, Northeast | Residential (New), Residential (Existing) | Heating (Equip.), Cooling (Equip.) | 32.0791 | 3.1134 | 4.6418 | 87.0659 | 245.2637 | 244.7369 | 243.8183 | 242.5722 | 240.8523 | 238.897 | 236.823 | 234.7497 | 233.1692 | 231.4432 | 229.7763 | 228.2613 | 226.8572 | 225.4282 | 224.1243 | 222.9145 | 221.747 | 220.6174 | 219.5923 | 218.6515 | 217.6619 | 216.5054 | 215.4193 | 214.4244 | 213.4363 | 212.4046
Prosp. Res. N-Elec. Env. + Ctls. | Efficient uncompeted | Northwest, Great Basin, California, Rocky Mountains, Upper Midwest, Lower Midwest, Lakes/Mid-Atl., Texas, Southwest, Southeast, Northeast | Residential (New), Residential (Existing) | Heating (Equip.), Cooling (Equip.) | 32.0791 | 3.1134 | 4.6418 | 87.0659 | 245.2637 | 244.7369 | 243.8183 | 242.5722 | 240.8523 | 232.6706 | 224.722 | 217.0846 | 210.1805 | 203.408 | 196.9239 | 190.7811 | 184.933 | 179.2578 | 173.8613 | 167.1244 | 160.6873 | 154.5362 | 148.7136 | 143.1903 | 137.8628 | 132.3254 | 127.0825 | 122.1149 | 117.3939 | 112.8965
Prosp. Res. N-Elec. Env. + Ctls. | Baseline competed | Northwest, Great Basin, California, Rocky Mountains, Upper Midwest, Lower Midwest, Lakes/Mid-Atl., Texas, Southwest, Southeast, Northeast | Residential (New), Residential (Existing) | Heating (Equip.), Cooling (Equip.) | 32.0791 | 3.1134 | 4.6418 | 87.0659 | 0 | 0 | 0 | 0 | 0 | 0.057609 | 0.11334 | 0.16796 | 0.28408 | 0.3953 | 0.50235 | 0.60755 | 0.71114 | 0.81226 | 0.91241 | 1.3952 | 1.8587 | 2.3022 | 2.7275 | 3.1344 | 3.5211 | 3.9554 | 4.3678 | 4.7609 | 5.1337 | 5.4839
Prosp. Res. N-Elec. Env. + Ctls. | Efficient competed | Northwest, Great Basin, California, Rocky Mountains, Upper Midwest, Lower Midwest, Lakes/Mid-Atl., Texas, Southwest, Southeast, Northeast | Residential (New), Residential (Existing) | Heating (Equip.), Cooling (Equip.) | 32.0791 | 3.1134 | 4.6418 | 87.0659 | 0 | 0 | 0 | 0 | 0 | 0.038703 | 0.075067 | 0.10989 | 0.18369 | 0.25265 | 0.3177 | 0.38044 | 0.44112 | 0.49928 | 0.55589 | 0.83759 | 1.0989 | 1.3414 | 1.567 | 1.7768 | 1.9705 | 2.1798 | 2.3763 | 2.5596 | 2.7303 | 2.8877
Prospective Com. Ctls. (Lighting) | Baseline uncompeted | Northwest, Great Basin, California, Rocky Mountains, Upper Midwest, Lower Midwest, Lakes/Mid-Atl., Texas, Southwest, Southeast, Northeast | Commercial (New), Commercial (Existing) | Lighting | 45.8378 | 2.1315 | 4.4049 | 999 | 0.76729 | -3.8016 | -7.9937 | -11.1091 | -12.9434 | -14.4002 | -15.1059 | -15.5932 | -15.6099 | -15.8877 | -15.8397 | -15.9865 | -15.9076 | -15.6543 | -15.5966 | -15.2898 | -14.8404 | -14.4742 | -14.2772 | -14.4745 | -14.2611 | -14.1459 | -13.958 | -13.8112 | -13.4637 | -13.2043
Prospective Com. Ctls. (Lighting) | Efficient uncompeted | Northwest, Great Basin, California, Rocky Mountains, Upper Midwest, Lower Midwest, Lakes/Mid-Atl., Texas, Southwest, Southeast, Northeast | Commercial (New), Commercial (Existing) | Lighting | 45.8378 | 2.1315 | 4.4049 | 999 | 0.76729 | -3.8016 | -7.9937 | -11.1091 | -12.9434 | -13.9335 | -14.0896 | -14.0747 | -13.7968 | -13.6352 | -13.0452 | -12.5978 | -12.0801 | -11.5495 | -11.2762 | -10.8971 | -10.4358 | -10.1329 | -9.994 | -10.1321 | -9.9828 | -9.9021 | -9.7706 | -9.6679 | -9.4246 | -9.243
Prospective Com. Ctls. (Lighting) | Baseline competed | Northwest, Great Basin, California, Rocky Mountains, Upper Midwest, Lower Midwest, Lakes/Mid-Atl., Texas, Southwest, Southeast, Northeast | Commercial (New), Commercial (Existing) | Lighting | 45.8378 | 2.1315 | 4.4049 | 999 | 0 | 0 | 0 | 0 | 0 | -9.339 | -9.3531 | -9.0182 | -8.2636 | -7.6529 | -6.8358 | -6.289 | -5.9962 | -5.8534 | -5.983 | -5.8202 | -5.6555 | -5.6073 | -5.7338 | -5.9636 | -6.0041 | -6.0677 | -6.0839 | -6.1039 | -6.0225 | -5.9694
Prospective Com. Ctls. (Lighting) | Efficient competed | Northwest, Great Basin, California, Rocky Mountains, Upper Midwest, Lower Midwest, Lakes/Mid-Atl., Texas, Southwest, Southeast, Northeast | Commercial (New), Commercial (Existing) | Lighting | 45.8378 | 2.1315 | 4.4049 | 999 | 0 | 0 | 0 | 0 | 0 | -9.2578 | -9.0861 | -8.5694 | -7.7427 | -7.0008 | -6.0222 | -5.2689 | -4.7829 | -4.4777 | -4.4315 | -4.2158 | -4.0031 | -3.9256 | -4.0137 | -4.1745 | -4.2028 | -4.2474 | -4.2587 | -4.2727 | -4.2157 | -4.1786
Prospective Commercial HPWH | Baseline uncompeted | Northwest, Great Basin, California, Rocky Mountains, Upper Midwest, Lower Midwest, Lakes/Mid-Atl., Texas, Southwest, Southeast, Northeast | Commercial (New), Commercial (Existing) | Water Heating | 999 | 0 | -1.7641 | -116.1177 | 1.7011 | 1.47 | 1.2851 | 1.1428 | 1.0487 | 0.97572 | 0.93381 | 0.89958 | 0.88177 | 0.848 | 0.82835 | 0.80562 | 0.78891 | 0.77392 | 0.75703 | 0.74112 | 0.73152 | 0.71992 | 0.70328 | 0.67163 | 0.65629 | 0.63446 | 0.61666 | 0.60069 | 0.58935 | 0.57527
Prospective Commercial HPWH | Efficient uncompeted | Northwest, Great Basin, California, Rocky Mountains, Upper Midwest, Lower Midwest, Lakes/Mid-Atl., Texas, Southwest, Southeast, Northeast | Commercial (New), Commercial (Existing) | Water Heating | 999 | 0 | -1.7641 | -116.1177 | 1.7011 | 1.47 | 1.2851 | 1.1428 | 1.0487 | 0.90725 | 0.80352 | 0.71288 | 0.64003 | 0.56017 | 0.50775 | 0.46341 | 0.38902 | 0.32014 | 0.25321 | 0.19989 | 0.18283 | 0.17993 | 0.17577 | 0.16786 | 0.16403 | 0.15857 | 0.15412 | 0.15013 | 0.1473 | 0.14378
Prospective Commercial HPWH | Baseline competed | Northwest, Great Basin, California, Rocky Mountains, Upper Midwest, Lower Midwest, Lakes/Mid-Atl., Texas, Southwest, Southeast, Northeast | Commercial (New), Commercial (Existing) | Water Heating | 999 | 0 | -1.7641 | -116.1177 | 0 | 0 | 0 | 0 | 0 | 0.091289 | 0.16581 | 0.22705 | 0.28097 | 0.32003 | 0.34411 | 0.35594 | 0.39378 | 0.42475 | 0.44881 | 0.4686 | 0.48811 | 0.50296 | 0.51122 | 0.50514 | 0.50814 | 0.50376 | 0.50047 | 0.49696 | 0.49579 | 0.4911
Prospective Commercial HPWH | Efficient competed | Northwest, Great Basin, California, Rocky Mountains, Upper Midwest, Lower Midwest, Lakes/Mid-Atl., Texas, Southwest, Southeast, Northeast | Commercial (New), Commercial (Existing) | Water Heating | 999 | 0 | -1.7641 | -116.1177 | 0 | 0 | 0 | 0 | 0 | 0.022816 | 0.041441 | 0.056746 | 0.070224 | 0.079984 | 0.086004 | 0.08896 | 0.098417 | 0.10616 | 0.11217 | 0.11712 | 0.12199 | 0.1257 | 0.12777 | 0.12625 | 0.127 | 0.1259 | 0.12508 | 0.12421 | 0.12391 | 0.12274
Prospective Commercial HPWH (FS) | Baseline uncompeted | Northwest, Great Basin, California, Rocky Mountains, Upper Midwest, Lower Midwest, Lakes/Mid-Atl., Texas, Southwest, Southeast, Northeast | Commercial (New), Commercial (Existing) | Water Heating | 999 | 0 | -1.0467 | -8.4554 | 32.6109 | 33.297 | 33.8222 | 34.2625 | 34.5943 | 34.8896 | 35.1762 | 35.4395 | 35.638 | 35.808 | 35.961 | 36.1282 | 36.2767 | 36.3685 | 36.4829 | 36.5795 | 36.6767 | 36.7906 | 36.9459 | 37.1425 | 37.294 | 37.335 | 37.4398 | 37.6198 | 37.819 | 37.9858
Prospective Commercial HPWH (FS) | Efficient uncompeted | Northwest, Great Basin, California, Rocky Mountains, Upper Midwest, Lower Midwest, Lakes/Mid-Atl., Texas, Southwest, Southeast, Northeast | Commercial (New), Commercial (Existing) | Water Heating | 999 | 0 | -1.0467 | -8.4554 | 32.6109 | 33.297 | 33.8222 | 34.2625 | 34.5943 | 32.0982 | 29.5538 | 27.0116 | 24.4804 | 21.934 | 18.8445 | 15.7816 | 12.8562 | 9.8573 | 7.3677 | 7.338 | 7.36 | 7.3715 | 7.3411 | 7.3079 | 7.232 | 7.0929 | 7.0353 | 6.9303 | 6.9335 | 6.8548
Prospective Commercial HPWH (FS) | Baseline competed | Northwest, Great Basin, California, Rocky Mountains, Upper Midwest, Lower Midwest, Lakes/Mid-Atl., Texas, Southwest, Southeast, Northeast | Commercial (New), Commercial (Existing) | Water Heating | 999 | 0 | -1.0467 | -8.4554 | 0 | 0 | 0 | 0 | 0 | 3.289 | 6.2631 | 8.9303 | 11.297 | 13.3991 | 15.5933 | 17.5113 | 19.1994 | 20.6985 | 22.051 | 23.2516 | 24.3294 | 25.3053 | 26.2106 | 27.0594 | 27.8003 | 28.3897 | 28.9663 | 29.5481 | 30.0992 | 30.8884
Prospective Commercial HPWH (FS) | Efficient competed | Northwest, Great Basin, California, Rocky Mountains, Upper Midwest, Lower Midwest, Lakes/Mid-Atl., Texas, Southwest, Southeast, Northeast | Commercial (New), Commercial (Existing) | Water Heating | 999 | 0 | -1.0467 | -8.4554 | 0 | 0 | 0 | 0 | 0 | 0.79243 | 1.4764 | 2.072 | 2.5914 | 3.0377 | 3.4908 | 3.8733 | 4.2071 | 4.4941 | 4.7481 | 4.9729 | 5.1768 | 5.3618 | 5.5304 | 5.6856 | 5.8158 | 5.9209 | 6.0191 | 6.11 | 6.1925 | 6.3214
Prospective Commercial Refrigeration | Baseline uncompeted | Northwest, Great Basin, California, Rocky Mountains, Upper Midwest, Lower Midwest, Lakes/Mid-Atl., Texas, Southwest, Southeast, Northeast | Commercial (New), Commercial (Existing) | Refrigeration | -19.8772 | 41.1097 | 80.0806 | 5556.3356 | 51.3761 | 45.9807 | 40.741 | 36.6301 | 33.8298 | 31.738 | 30.6863 | 29.9583 | 29.7143 | 29.0449 | 28.7203 | 28.3001 | 28.1386 | 28.0344 | 27.8345 | 27.7173 | 27.766 | 27.7658 | 27.5544 | 26.8532 | 26.5638 | 25.9776 | 25.6191 | 25.2618 | 25.1876 | 24.8843
Prospective Commercial Refrigeration | Efficient uncompeted | Northwest, Great Basin, California, Rocky Mountains, Upper Midwest, Lower Midwest, Lakes/Mid-Atl., Texas, Southwest, Southeast, Northeast | Commercial (New), Commercial (Existing) | Refrigeration | -19.8772 | 41.1097 | 80.0806 | 5556.3356 | 51.3761 | 45.9807 | 40.741 | 36.6301 | 33.8298 | 30.7674 | 28.8426 | 27.3096 | 26.2766 | 24.866 | 23.7096 | 22.5281 | 21.5889 | 20.7289 | 20.3101 | 20.2204 | 20.2515 | 20.2486 | 20.1007 | 19.6013 | 19.4015 | 18.9834 | 18.7317 | 18.4804 | 18.4343 | 18.2201
Prospective Commercial Refrigeration | Baseline competed | Northwest, Great Basin, California, Rocky Mountains, Upper Midwest, Lower Midwest, Lakes/Mid-Atl., Texas, Southwest, Southeast, Northeast | Commercial (New), Commercial (Existing) | Refrigeration | -19.8772 | 41.1097 | 80.0806 | 5556.3356 | 4.5562 | 4.0004 | 3.4912 | 3.1004 | 2.8368 | 2.6415 | 2.5401 | 2.4694 | 2.4413 | 2.3782 | 2.3474 | 2.3115 | 2.2943 | 2.2853 | 2.2675 | 2.2577 | 2.2594 | 2.2585 | 2.2418 | 2.1824 | 2.1596 | 2.114 | 2.0856 | 2.0584 | 2.0527 | 2.0303
Prospective Commercial Refrigeration | Efficient competed | Northwest, Great Basin, California, Rocky Mountains, Upper Midwest, Lower Midwest, Lakes/Mid-Atl., Texas, Southwest, Southeast, Northeast | Commercial (New), Commercial (Existing) | Refrigeration | -19.8772 | 41.1097 | 80.0806 | 5556.3356 | 4.5562 | 4.0004 | 3.4912 | 3.1004 | 2.8368 | 2.5643 | 2.3955 | 2.2642 | 2.1755 | 2.0591 | 1.9725 | 1.8858 | 1.8177 | 1.773 | 1.7333 | 1.7099 | 1.6955 | 1.6812 | 1.6649 | 1.6232 | 1.6084 | 1.5765 | 1.5572 | 1.5386 | 1.5358 | 1.5204
Prospective Residential Ctls. (CAC) | Baseline uncompeted | Northwest, Great Basin, California, Rocky Mountains, Upper Midwest, Lower Midwest, Lakes/Mid-Atl., Texas, Southwest, Southeast, Northeast | Residential (New), Residential (Existing) | Cooling (Equip.) | 2.9702 | 8.5432 | 21.8052 | 1439.9124 | 47.471 | 42.8905 | 38.0676 | 34.4536 | 32.1858 | 30.3801 | 29.476 | 28.7784 | 28.8968 | 28.9092 | 29.3325 | 29.601 | 29.6191 | 29.9447 | 30.2091 | 30.6791 | 31.407 | 31.9648 | 32.2914 | 32.232 | 32.4342 | 32.7523 | 33.1281 | 33.3684 | 33.9223 | 34.1998
Prospective Residential Ctls. (CAC) | Efficient uncompeted | Northwest, Great Basin, California, Rocky Mountains, Upper Midwest, Lower Midwest, Lakes/Mid-Atl., Texas, Southwest, Southeast, Northeast | Residential (New), Residential (Existing) | Cooling (Equip.) | 2.9702 | 8.5432 | 21.8052 | 1439.9124 | 47.471 | 42.8905 | 38.0676 | 34.4536 | 32.1858 | 29.7991 | 28.3667 | 27.1779 | 26.786 | 26.3061 | 26.2053 | 25.9674 | 25.5188 | 25.3397 | 25.1082 | 25.0481 | 25.1903 | 25.1543 | 24.877 | 24.3112 | 23.9461 | 23.6704 | 23.4889 | 23.4684 | 23.7743 | 23.9426
Prospective Residential Ctls. (CAC) | Baseline competed | Northwest, Great Basin, California, Rocky Mountains, Upper Midwest, Lower Midwest, Lakes/Mid-Atl., Texas, Southwest, Southeast, Northeast | Residential (New), Residential (Existing) | Cooling (Equip.) | 2.9702 | 8.5432 | 21.8052 | 1439.9124 | 0 | 0 | 0 | 0 | 0 | 1.3198 | 2.4702 | 3.4949 | 4.7853 | 5.9817 | 7.2014 | 8.3303 | 9.3228 | 10.3461 | 11.324 | 12.2035 | 13.1721 | 14.0807 | 14.9051 | 15.5255 | 16.2218 | 16.9541 | 17.6998 | 18.3392 | 19.147 | 19.7869
Prospective Residential Ctls. (CAC) | Efficient competed | Northwest, Great Basin, California, Rocky Mountains, Upper Midwest, Lower Midwest, Lakes/Mid-Atl., Texas, Southwest, Southeast, Northeast | Residential (New), Residential (Existing) | Cooling (Equip.) | 2.9702 | 8.5432 | 21.8052 | 1439.9124 | 0 | 0 | 0 | 0 | 0 | 0.92384 | 1.7291 | 2.4465 | 3.3497 | 4.1872 | 5.041 | 5.8312 | 6.526 | 7.2423 | 7.9268 | 8.5425 | 9.2205 | 9.8565 | 10.4336 | 10.8679 | 11.3553 | 11.8678 | 12.3898 | 12.8374 | 13.4029 | 13.8508
Prospective Residential Ctls. (Lighting) | Baseline uncompeted | Northwest, Great Basin, California, Rocky Mountains, Upper Midwest, Lower Midwest, Lakes/Mid-Atl., Texas, Southwest, Southeast, Northeast | Residential (New), Residential (Existing) | Lighting | 999 | 0 | 0 | 0 | 17.534 | 15.6823 | 13.9053 | 12.4897 | 11.4745 | 10.6481 | 10.2081 | 9.8908 | 9.7754 | 9.5464 | 9.4547 | 9.3391 | 9.2605 | 9.1727 | 9.1058 | 8.9213 | 8.8254 | 8.7273 | 8.5845 | 8.3694 | 8.231 | 8.054 | 7.9531 | 7.8369 | 7.7919 | 7.6966
Prospective Residential Ctls. (Lighting) | Efficient uncompeted | Northwest, Great Basin, California, Rocky Mountains, Upper Midwest, Lower Midwest, Lakes/Mid-Atl., Texas, Southwest, Southeast, Northeast | Residential (New), Residential (Existing) | Lighting | 999 | 0 | 0 | 0 | 17.534 | 15.6823 | 13.9053 | 12.4897 | 11.4745 | 10.3315 | 9.6453 | 9.1568 | 8.8954 | 8.5025 | 8.2482 | 7.9801 | 7.7507 | 7.5248 | 7.335 | 7.0503 | 6.8398 | 6.628 | 6.4045 | 6.178 | 6.011 | 5.8381 | 5.7491 | 5.6512 | 5.6051 | 5.523
Prospective Residential Ctls. (Lighting) | Baseline competed | Northwest, Great Basin, California, Rocky Mountains, Upper Midwest, Lower Midwest, Lakes/Mid-Atl., Texas, Southwest, Southeast, Northeast | Residential (New), Residential (Existing) | Lighting | 999 | 0 | 0 | 0 | 9.0675 | 8.1611 | 7.2511 | 6.5181 | 5.9965 | 5.6502 | 5.4887 | 5.3762 | 5.3557 | 5.2642 | 5.2388 | 5.1963 | 5.1713 | 5.1394 | 5.1166 | 5.0745 | 5.0723 | 5.0564 | 5.0015 | 4.8959 | 4.8312 | 4.7416 | 4.6947 | 4.6368 | 4.6195 | 4.572
Prospective Residential Ctls. (Lighting) | Efficient competed | Northwest, Great Basin, California, Rocky Mountains, Upper Midwest, Lower Midwest, Lakes/Mid-Atl., Texas, Southwest, Southeast, Northeast | Residential (New), Residential (Existing) | Lighting | 999 | 0 | 0 | 0 | 9.0675 | 8.1611 | 7.2511 | 6.5181 | 5.9965 | 5.4558 | 5.1563 | 4.9723 | 4.8789 | 4.7176 | 4.6254 | 4.5209 | 4.4345 | 4.3441 | 4.2631 | 4.1664 | 4.0942 | 4.0098 | 3.8964 | 3.7466 | 3.6312 | 3.5194 | 3.4681 | 3.4112 | 3.3844 | 3.3358
Prospective Residential Dryer | Baseline uncompeted | Northwest, Great Basin, California, Rocky Mountains, Upper Midwest, Lower Midwest, Lakes/Mid-Atl., Texas, Southwest, Southeast, Northeast | Residential (New), Residential (Existing) | Other | 16.1819 | 5.3004 | 11.2405 | 740.2102 | 21.8541 | 19.8484 | 17.7492 | 15.9673 | 14.7718 | 13.9333 | 13.5379 | 13.3336 | 13.3729 | 13.2142 | 13.2469 | 13.2645 | 13.2416 | 13.1938 | 13.2174 | 13.2673 | 13.4245 | 13.5596 | 13.6023 | 13.4499 | 13.4407 | 13.3238 | 13.2903 | 13.2501 | 13.3194 | 13.2722
Prospective Residential Dryer | Efficient uncompeted | Northwest, Great Basin, California, Rocky Mountains, Upper Midwest, Lower Midwest, Lakes/Mid-Atl., Texas, Southwest, Southeast, Northeast | Residential (New), Residential (Existing) | Other | 16.1819 | 5.3004 | 11.2405 | 740.2102 | 21.8541 | 19.8484 | 17.7492 | 15.9673 | 14.7718 | 13.3522 | 12.4245 | 11.7102 | 11.2304 | 10.6016 | 10.1434 | 9.6833 | 9.1858 | 8.6363 | 8.1452 | 7.6776 | 7.2751 | 6.9094 | 6.8013 | 6.725 | 6.7204 | 6.6619 | 6.6451 | 6.6251 | 6.6597 | 6.6361
Prospective Residential Dryer | Baseline competed | Northwest, Great Basin, California, Rocky Mountains, Upper Midwest, Lower Midwest, Lakes/Mid-Atl., Texas, Southwest, Southeast, Northeast | Residential (New), Residential (Existing) | Other | 16.1819 | 5.3004 | 11.2405 | 740.2102 | 0 | 0 | 0 | 0 | 0 | 1e-06 | 2e-06 | 3e-06 | 4e-06 | 5e-06 | 5e-06 | 6e-06 | 7e-06 | 8e-06 | 8e-06 | 9e-06 | 1e-05 | 1e-05 | 1.1e-05 | 1.1e-05 | 1.2e-05 | 1.2e-05 | 1.3e-05 | 1.3e-05 | 1.3e-05 | 1.3e-05
Prospective Residential Dryer | Efficient competed | Northwest, Great Basin, California, Rocky Mountains, Upper Midwest, Lower Midwest, Lakes/Mid-Atl., Texas, Southwest, Southeast, Northeast | Residential (New), Residential (Existing) | Other | 16.1819 | 5.3004 | 11.2405 | 740.2102 | 0 | 0 | 0 | 0 | 0 | 1e-06 | 1e-06 | 1e-06 | 2e-06 | 2e-06 | 3e-06 | 3e-06 | 3e-06 | 4e-06 | 4e-06 | 4e-06 | 5e-06 | 5e-06 | 6e-06 | 6e-06 | 6e-06 | 6e-06 | 6e-06 | 6e-06 | 7e-06 | 7e-06
Prospective Residential HPWH | Baseline uncompeted | Northwest, Great Basin, California, Rocky Mountains, Upper Midwest, Lower Midwest, Lakes/Mid-Atl., Texas, Southwest, Southeast, Northeast | Residential (New), Residential (Existing) | Water Heating | 19.1818 | 4.8383 | 8.9094 | 576.1377 | 55.4257 | 49.0306 | 42.855 | 37.9799 | 34.6057 | 32.2332 | 30.8821 | 29.9804 | 29.7396 | 28.9291 | 28.732 | 28.5382 | 28.3817 | 28.2305 | 28.1242 | 27.9755 | 28.1059 | 28.1875 | 28.1189 | 27.4913 | 27.3389 | 26.9044 | 26.6463 | 26.4388 | 26.3888 | 26.1436
Prospective Residential HPWH | Efficient uncompeted | Northwest, Great Basin, California, Rocky Mountains, Upper Midwest, Lower Midwest, Lakes/Mid-Atl., Texas, Southwest, Southeast, Northeast | Residential (New), Residential (Existing) | Water Heating | 19.1818 | 4.8383 | 8.9094 | 576.1377 | 55.4257 | 49.0306 | 42.855 | 37.9799 | 34.6057 | 30.2233 | 27.0668 | 24.4731 | 22.5238 | 20.2411 | 18.4877 | 16.791 | 15.1474 | 13.3149 | 11.5532 | 9.8176 | 8.2579 | 7.059 | 7.0109 | 6.8544 | 6.8164 | 6.7081 | 6.6437 | 6.592 | 6.5795 | 6.5184
Prospective Residential HPWH | Baseline competed | Northwest, Great Basin, California, Rocky Mountains, Upper Midwest, Lower Midwest, Lakes/Mid-Atl., Texas, Southwest, Southeast, Northeast | Residential (New), Residential (Existing) | Water Heating | 19.1818 | 4.8383 | 8.9094 | 576.1377 | 0 | 0 | 0 | 0 | 0 | 1e-06 | 1e-06 | 2e-06 | 2e-06 | 2e-06 | 2e-06 | 2e-06 | 2e-06 | 2e-06 | 2e-06 | 2e-06 | 2e-06 | 2e-06 | 2e-06 | 2e-06 | 2e-06 | 2e-06 | 2e-06 | 1e-06 | 1e-06 | 1e-06
Prospective Residential HPWH | Efficient competed | Northwest, Great Basin, California, Rocky Mountains, Upper Midwest, Lower Midwest, Lakes/Mid-Atl., Texas, Southwest, Southeast, Northeast | Residential (New), Residential (Existing) | Water Heating | 19.1818 | 4.8383 | 8.9094 | 576.1377 | 0 | 0 | 0 | 0 | 0 | 0 | 0 | 0 | 0 | 0 | 0 | 0 | 0 | 0 | 0 | 0 | 0 | 0 | 0 | 0 | 0 | 0 | 0 | 0 | 0 | 0
Prospective Residential HPWH (FS) | Baseline uncompeted | Northwest, Great Basin, California, Rocky Mountains, Upper Midwest, Lower Midwest, Lakes/Mid-Atl., Texas, Southwest, Southeast, Northeast | Residential (New), Residential (Existing) | Water Heating | 67.7129 | 1.4762 | 1.7476 | 20.3442 | 58.9097 | 59.6463 | 60.3661 | 61.077 | 61.6718 | 62.2089 | 62.622 | 62.9895 | 63.3476 | 63.6807 | 64.0108 | 64.3476 | 64.662 | 64.926 | 65.2101 | 65.4873 | 65.751 | 66.0267 | 66.344 | 66.7068 | 67.0536 | 67.2568 | 67.5227 | 67.8708 | 68.251 | 68.609
Prospective Residential HPWH (FS) | Efficient uncompeted | Northwest, Great Basin, California, Rocky Mountains, Upper Midwest, Lower Midwest, Lakes/Mid-Atl., Texas, Southwest, Southeast, Northeast | Residential (New), Residential (Existing) | Water Heating | 67.7129 | 1.4762 | 1.7476 | 20.3442 | 58.9097 | 59.6463 | 60.3661 | 61.077 | 61.6718 | 57.9301 | 54.027 | 50.0758 | 46.1505 | 42.1925 | 38.2548 | 34.3677 | 30.6219 | 26.13 | 21.6997 | 17.369 | 13.1365 | 9.4292 | 8.9248 | 8.8686 | 8.7186 | 8.5339 | 8.4803 | 8.3693 | 8.3465 | 8.2517
Prospective Residential HPWH (FS) | Baseline competed | Northwest, Great Basin, California, Rocky Mountains, Upper Midwest, Lower Midwest, Lakes/Mid-Atl., Texas, Southwest, Southeast, Northeast | Residential (New), Residential (Existing) | Water Heating | 67.7129 | 1.4762 | 1.7476 | 20.3442 | 0 | 0 | 0 | 0 | 0 | 0.23484 | 0.43637 | 0.606 | 0.6566 | 0.70125 | 0.74269 | 0.77806 | 0.80827 | 0.83264 | 0.85077 | 0.86614 | 0.87922 | 0.88897 | 0.8951 | 0.89779 | 0.89968 | 0.90795 | 0.91476 | 0.91928 | 0.92393 | 0.92919
Prospective Residential HPWH (FS) | Efficient competed | Northwest, Great Basin, California, Rocky Mountains, Upper Midwest, Lower Midwest, Lakes/Mid-Atl., Texas, Southwest, Southeast, Northeast | Residential (New), Residential (Existing) | Water Heating | 67.7129 | 1.4762 | 1.7476 | 20.3442 | 0 | 0 | 0 | 0 | 0 | 0.03388 | 0.061116 | 0.08337 | 0.090258 | 0.095643 | 0.10072 | 0.10444 | 0.10864 | 0.11012 | 0.11185 | 0.1141 | 0.11653 | 0.1181 | 0.11827 | 0.11773 | 0.11625 | 0.11554 | 0.1157 | 0.1149 | 0.11492 | 0.11441
Prospective Residential Refrigeration | Baseline uncompeted | Northwest, Great Basin, California, Rocky Mountains, Upper Midwest, Lower Midwest, Lakes/Mid-Atl., Texas, Southwest, Southeast, Northeast | Residential (New), Residential (Existing) | Refrigeration | 20.7947 | 4.5262 | 9.2546 | 627.9344 | 25.7598 | 22.9612 | 20.1795 | 17.9144 | 16.3078 | 15.163 | 14.5853 | 14.1809 | 14.0829 | 13.8217 | 13.7359 | 13.6168 | 13.553 | 13.5064 | 13.5065 | 13.5827 | 13.7594 | 13.9059 | 13.9306 | 13.7609 | 13.6983 | 13.5478 | 13.5018 | 13.4216 | 13.4434 | 13.3586
Prospective Residential Refrigeration | Efficient uncompeted | Northwest, Great Basin, California, Rocky Mountains, Upper Midwest, Lower Midwest, Lakes/Mid-Atl., Texas, Southwest, Southeast, Northeast | Residential (New), Residential (Existing) | Refrigeration | 20.7947 | 4.5262 | 9.2546 | 627.9344 | 25.7598 | 22.9612 | 20.1795 | 17.9144 | 16.3078 | 14.688 | 13.682 | 12.8772 | 12.3749 | 11.7475 | 11.2867 | 10.8116 | 10.3935 | 9.9974 | 9.643 | 9.3571 | 9.0654 | 8.7512 | 8.3618 | 7.8664 | 7.4557 | 7.1803 | 7.1559 | 7.1135 | 7.125 | 7.0801
Prospective Residential Refrigeration | Baseline competed | Northwest, Great Basin, California, Rocky Mountains, Upper Midwest, Lower Midwest, Lakes/Mid-Atl., Texas, Southwest, Southeast, Northeast | Residential (New), Residential (Existing) | Refrigeration | 20.7947 | 4.5262 | 9.2546 | 627.9344 | 0 | 0 | 0 | 0 | 0 | 0.03461 | 0.063943 | 0.08983 | 0.11553 | 0.13818 | 0.16013 | 0.18022 | 0.19983 | 0.21924 | 0.23897 | 0.25935 | 0.28481 | 0.30957 | 0.33135 | 0.34758 | 0.36583 | 0.38038 | 0.39628 | 0.41019 | 0.42564 | 0.43596
Prospective Residential Refrigeration | Efficient competed | Northwest, Great Basin, California, Rocky Mountains, Upper Midwest, Lower Midwest, Lakes/Mid-Atl., Texas, Southwest, Southeast, Northeast | Residential (New), Residential (Existing) | Refrigeration | 20.7947 | 4.5262 | 9.2546 | 627.9344 | 0 | 0 | 0 | 0 | 0 | 0.018344 | 0.03389 | 0.04761 | 0.061233 | 0.073237 | 0.084869 | 0.095517 | 0.10591 | 0.1162 | 0.12665 | 0.13746 | 0.15095 | 0.16407 | 0.17561 | 0.18422 | 0.19389 | 0.2016 | 0.21003 | 0.2174 | 0.22559 | 0.23106
Ref. Case Clothes Washer | Baseline uncompeted | Northwest, Great Basin, California, Rocky Mountains, Upper Midwest, Lower Midwest, Lakes/Mid-Atl., Texas, Southwest, Southeast, Northeast | Residential (New), Residential (Existing) | Other | 999 | 0 | 999 | 999 | 3.4645 | 3.1201 | 2.7704 | 2.4808 | 2.2763 | 2.1326 | 2.0677 | 2.0255 | 2.0247 | 1.9954 | 1.9892 | 1.9813 | 1.9722 | 1.9662 | 1.9643 | 1.9703 | 1.9894 | 2.0025 | 1.9992 | 1.9684 | 1.9519 | 1.9246 | 1.9121 | 1.8945 | 1.8924 | 1.8747
Ref. Case Clothes Washer | Efficient uncompeted | Northwest, Great Basin, California, Rocky Mountains, Upper Midwest, Lower Midwest, Lakes/Mid-Atl., Texas, Southwest, Southeast, Northeast | Residential (New), Residential (Existing) | Other | 999 | 0 | 999 | 999 | 3.4645 | 3.1201 | 2.7704 | 2.4808 | 2.2763 | 2.1326 | 2.0677 | 2.0255 | 2.0247 | 1.9954 | 1.9892 | 1.9813 | 1.9722 | 1.9662 | 1.9643 | 1.9703 | 1.9894 | 2.0025 | 1.9992 | 1.9684 | 1.9519 | 1.9246 | 1.9121 | 1.8945 | 1.8924 | 1.8747
Ref. Case Clothes Washer | Baseline competed | Northwest, Great Basin, California, Rocky Mountains, Upper Midwest, Lower Midwest, Lakes/Mid-Atl., Texas, Southwest, Southeast, Northeast | Residential (New), Residential (Existing) | Other | 999 | 0 | 999 | 999 | 3.4641 | 3.1197 | 2.77 | 2.4805 | 2.2761 | 2.1323 | 2.0675 | 2.0252 | 2.0245 | 1.9952 | 1.989 | 1.9811 | 1.972 | 1.966 | 1.9641 | 1.9701 | 1.9892 | 2.0023 | 1.9991 | 1.9682 | 1.9517 | 1.9244 | 1.9119 | 1.8943 | 1.8922 | 1.8745
Ref. Case Clothes Washer | Efficient competed | Northwest, Great Basin, California, Rocky Mountains, Upper Midwest, Lower Midwest, Lakes/Mid-Atl., Texas, Southwest, Southeast, Northeast | Residential (New), Residential (Existing) | Other | 999 | 0 | 999 | 999 | 3.4641 | 3.1197 | 2.77 | 2.4805 | 2.2761 | 2.1323 | 2.0675 | 2.0252 | 2.0245 | 1.9952 | 1.989 | 1.9811 | 1.972 | 1.966 | 1.9641 | 1.9701 | 1.9892 | 2.0023 | 1.9991 | 1.9682 | 1.9517 | 1.9244 | 1.9119 | 1.8943 | 1.8922 | 1.8745
Ref. Case Com. Chillers | Baseline uncompeted | Northwest, Great Basin, California, Rocky Mountains, Upper Midwest, Lower Midwest, Lakes/Mid-Atl., Texas, Southwest, Southeast, Northeast | Commercial (New), Commercial (Existing) | Cooling (Equip.), Ventilation | 999 | 0 | 999 | 999 | 26.5326 | 23.8429 | 21.1856 | 19.2397 | 18.0918 | 17.1627 | 16.7006 | 16.3488 | 16.2818 | 16.0158 | 15.9921 | 15.8029 | 15.772 | 15.8574 | 15.8383 | 15.8425 | 15.9554 | 16.0166 | 15.9687 | 15.5681 | 15.5779 | 15.4461 | 15.3726 | 15.3269 | 15.4257 | 15.4561
Ref. Case Com. Chillers | Efficient uncompeted | Northwest, Great Basin, California, Rocky Mountains, Upper Midwest, Lower Midwest, Lakes/Mid-Atl., Texas, Southwest, Southeast, Northeast | Commercial (New), Commercial (Existing) | Cooling (Equip.), Ventilation | 999 | 0 | 999 | 999 | 26.5326 | 23.8429 | 21.1856 | 19.2397 | 18.0918 | 17.1627 | 16.7006 | 16.3488 | 16.2818 | 16.0158 | 15.9921 | 15.8029 | 15.772 | 15.8574 | 15.8383 | 15.8425 | 15.9554 | 16.0166 | 15.9687 | 15.5681 | 15.5779 | 15.4461 | 15.3726 | 15.3269 | 15.4257 | 15.4561
Ref. Case Com. Chillers | Baseline competed | Northwest, Great Basin, California, Rocky Mountains, Upper Midwest, Lower Midwest, Lakes/Mid-Atl., Texas, Southwest, Southeast, Northeast | Commercial (New), Commercial (Existing) | Cooling (Equip.), Ventilation | 999 | 0 | 999 | 999 | 26.4374 | 23.7572 | 21.1092 | 19.1702 | 18.026 | 16.7851 | 16.0437 | 15.4414 | 15.1341 | 14.6637 | 14.4343 | 14.0743 | 13.8708 | 13.781 | 13.6108 | 13.6098 | 13.7018 | 13.7498 | 13.7032 | 13.3641 | 13.3878 | 13.2874 | 13.2367 | 13.2081 | 13.3035 | 13.3391
Ref. Case Com. Chillers | Efficient competed | Northwest, Great Basin, California, Rocky Mountains, Upper Midwest, Lower Midwest, Lakes/Mid-Atl., Texas, Southwest, Southeast, Northeast | Commercial (New), Commercial (Existing) | Cooling (Equip.), Ventilation | 999 | 0 | 999 | 999 | 26.4374 | 23.7572 | 21.1092 | 19.1702 | 18.026 | 16.7851 | 16.0437 | 15.4414 | 15.1341 | 14.6637 | 14.4343 | 14.0743 | 13.8708 | 13.781 | 13.6108 | 13.6098 | 13.7018 | 13.7498 | 13.7032 | 13.3641 | 13.3878 | 13.2874 | 13.2367 | 13.2081 | 13.3035 | 13.3391
Ref. Case Com. Plug Loads | Baseline uncompeted | Northwest, Great Basin, California, Rocky Mountains, Upper Midwest, Lower Midwest, Lakes/Mid-Atl., Texas, Southwest, Southeast, Northeast | Commercial (New), Commercial (Existing) | Computers and Electronics | 999 | 0 | 999 | 999 | 52.865 | 48.0047 | 42.9665 | 38.9465 | 36.3071 | 34.4367 | 33.6126 | 33.1469 | 33.2199 | 32.9063 | 32.935 | 32.727 | 32.8786 | 33.183 | 33.3011 | 33.6006 | 34.0648 | 34.4307 | 34.4823 | 34.083 | 34.0029 | 33.5719 | 33.411 | 33.171 | 33.2818 | 33.1024
Ref. Case Com. Plug Loads | Efficient uncompeted | Northwest, Great Basin, California, Rocky Mountains, Upper Midwest, Lower Midwest, Lakes/Mid-Atl., Texas, Southwest, Southeast, Northeast | Commercial (New), Commercial (Existing) | Computers and Electronics | 999 | 0 | 999 | 999 | 52.865 | 48.0047 | 42.9665 | 38.9465 | 36.3071 | 34.4367 | 33.6126 | 33.1469 | 33.2199 | 32.9063 | 32.935 | 32.727 | 32.8786 | 33.183 | 33.3011 | 33.6006 | 34.0648 | 34.4307 | 34.4823 | 34.083 | 34.0029 | 33.5719 | 33.411 | 33.171 | 33.2818 | 33.1024
Ref. Case Com. Plug Loads | Baseline competed | Northwest, Great Basin, California, Rocky Mountains, Upper Midwest, Lower Midwest, Lakes/Mid-Atl., Texas, Southwest, Southeast, Northeast | Commercial (New), Commercial (Existing) | Computers and Electronics | 999 | 0 | 999 | 999 | 52.6536 | 47.8127 | 42.7946 | 38.7907 | 36.1619 | 34.2989 | 33.4782 | 33.0143 | 33.087 | 32.7747 | 32.8033 | 32.5961 | 32.7471 | 33.0503 | 33.1679 | 33.4662 | 33.9285 | 34.293 | 34.3444 | 33.9467 | 33.8669 | 33.4376 | 33.2773 | 33.0384 | 33.1487 | 32.9699
Ref. Case Com. Plug Loads | Efficient competed | Northwest, Great Basin, California, Rocky Mountains, Upper Midwest, Lower Midwest, Lakes/Mid-Atl., Texas, Southwest, Southeast, Northeast | Commercial (New), Commercial (Existing) | Computers and Electronics | 999 | 0 | 999 | 999 | 52.6536 | 47.8127 | 42.7946 | 38.7907 | 36.1619 | 34.2989 | 33.4782 | 33.0143 | 33.087 | 32.7747 | 32.8033 | 32.5961 | 32.7471 | 33.0503 | 33.1679 | 33.4662 | 33.9285 | 34.293 | 34.3444 | 33.9467 | 33.8669 | 33.4376 | 33.2773 | 33.0384 | 33.1487 | 32.9699
Ref. Case Com. Refrigeration | Baseline uncompeted | Northwest, Great Basin, California, Rocky Mountains, Upper Midwest, Lower Midwest, Lakes/Mid-Atl., Texas, Southwest, Southeast, Northeast | Commercial (New), Commercial (Existing) | Refrigeration | 999 | 0 | 999 | 999 | 46.8199 | 41.9803 | 37.2498 | 33.5298 | 30.993 | 29.0965 | 28.1462 | 27.4889 | 27.2729 | 26.6667 | 26.3728 | 25.9887 | 25.8443 | 25.749 | 25.5669 | 25.4596 | 25.5067 | 25.5073 | 25.3126 | 24.6708 | 24.4042 | 23.8636 | 23.5334 | 23.2034 | 23.1349 | 22.854
Ref. Case Com. Refrigeration | Efficient uncompeted | Northwest, Great Basin, California, Rocky Mountains, Upper Midwest, Lower Midwest, Lakes/Mid-Atl., Texas, Southwest, Southeast, Northeast | Commercial (New), Commercial (Existing) | Refrigeration | 999 | 0 | 999 | 999 | 46.8199 | 41.9803 | 37.2498 | 33.5298 | 30.993 | 29.0965 | 28.1462 | 27.4889 | 27.2729 | 26.6667 | 26.3728 | 25.9887 | 25.8443 | 25.749 | 25.5669 | 25.4596 | 25.5067 | 25.5073 | 25.3126 | 24.6708 | 24.4042 | 23.8636 | 23.5334 | 23.2034 | 23.1349 | 22.854
Ref. Case Com. Refrigeration | Baseline competed | Northwest, Great Basin, California, Rocky Mountains, Upper Midwest, Lower Midwest, Lakes/Mid-Atl., Texas, Southwest, Southeast, Northeast | Commercial (New), Commercial (Existing) | Refrigeration | 999 | 0 | 999 | 999 | 46.8199 | 41.9803 | 37.2498 | 33.5298 | 30.993 | 29.0965 | 28.1462 | 27.4889 | 27.2729 | 26.6667 | 26.3728 | 25.9887 | 25.8443 | 25.749 | 25.5669 | 25.4596 | 25.5067 | 25.5073 | 25.3126 | 24.6708 | 24.4042 | 23.8636 | 23.5334 | 23.2034 | 23.1349 | 22.854
Ref. Case Com. Refrigeration | Efficient competed | Northwest, Great Basin, California, Rocky Mountains, Upper Midwest, Lower Midwest, Lakes/Mid-Atl., Texas, Southwest, Southeast, Northeast | Commercial (New), Commercial (Existing) | Refrigeration | 999 | 0 | 999 | 999 | 46.8199 | 41.9803 | 37.2498 | 33.5298 | 30.993 | 29.0965 | 28.1462 | 27.4889 | 27.2729 | 26.6667 | 26.3728 | 25.9887 | 25.8443 | 25.749 | 25.5669 | 25.4596 | 25.5067 | 25.5073 | 25.3126 | 24.6708 | 24.4042 | 23.8636 | 23.5334 | 23.2034 | 23.1349 | 22.854
Ref. Case LED Bulbs | Baseline uncompeted | Northwest, Great Basin, California, Rocky Mountains, Upper Midwest, Lower Midwest, Lakes/Mid-Atl., Texas, Southwest, Southeast, Northeast | Residential (New), Residential (Existing) | Lighting | -3.5058 | 0 | 999 | 999 | 8.7187 | 7.7437 | 6.848 | 6.1444 | 5.637 | 5.1853 | 4.9326 | 4.7516 | 4.678 | 4.5606 | 4.5158 | 4.4607 | 4.4235 | 4.3833 | 4.3545 | 4.2166 | 4.1331 | 4.0603 | 3.9797 | 3.8724 | 3.8047 | 3.72 | 3.6713 | 3.6169 | 3.596 | 3.5518
Ref. Case LED Bulbs | Efficient uncompeted | Northwest, Great Basin, California, Rocky Mountains, Upper Midwest, Lower Midwest, Lakes/Mid-Atl., Texas, Southwest, Southeast, Northeast | Residential (New), Residential (Existing) | Lighting | -3.5058 | 0 | 999 | 999 | 8.7114 | 7.7362 | 6.8443 | 6.1466 | 5.6471 | 5.1911 | 4.9473 | 4.7935 | 4.7631 | 4.6844 | 4.6766 | 4.6562 | 4.6528 | 4.6445 | 4.627 | 4.4537 | 4.3762 | 4.3095 | 4.234 | 4.1294 | 4.0669 | 3.9855 | 3.9421 | 3.8924 | 3.8784 | 3.8391
Ref. Case LED Bulbs | Baseline competed | Northwest, Great Basin, California, Rocky Mountains, Upper Midwest, Lower Midwest, Lakes/Mid-Atl., Texas, Southwest, Southeast, Northeast | Residential (New), Residential (Existing) | Lighting | -3.5058 | 0 | 999 | 999 | 3.6109 | 3.1736 | 2.794 | 2.5054 | 2.2973 | 2.0975 | 1.9818 | 1.8972 | 1.8582 | 1.8015 | 1.7747 | 1.7448 | 1.7228 | 1.6997 | 1.6817 | 1.6236 | 1.5862 | 1.5538 | 1.5191 | 1.4748 | 1.4459 | 1.4109 | 1.3898 | 1.3669 | 1.3568 | 1.3382
Ref. Case LED Bulbs | Efficient competed | Northwest, Great Basin, California, Rocky Mountains, Upper Midwest, Lower Midwest, Lakes/Mid-Atl., Texas, Southwest, Southeast, Northeast | Residential (New), Residential (Existing) | Lighting | -3.5058 | 0 | 999 | 999 | 3.6078 | 3.1705 | 2.7924 | 2.5062 | 2.3014 | 2.0994 | 1.9869 | 1.9129 | 1.8905 | 1.8488 | 1.8362 | 1.8195 | 1.8101 | 1.799 | 1.7849 | 1.7125 | 1.6771 | 1.6468 | 1.6138 | 1.5703 | 1.5432 | 1.5093 | 1.4902 | 1.4689 | 1.4614 | 1.4445
Ref. Case Res. Dishwasher | Baseline uncompeted | Northwest, Great Basin, California, Rocky Mountains, Upper Midwest, Lower Midwest, Lakes/Mid-Atl., Texas, Southwest, Southeast, Northeast | Residential (New), Residential (Existing) | Other | 999 | 0 | 999 | 999 | 2.548 | 2.3094 | 2.0615 | 1.8557 | 1.7164 | 1.6205 | 1.5822 | 1.5624 | 1.5776 | 1.574 | 1.5861 | 1.5942 | 1.6021 | 1.6111 | 1.6235 | 1.6451 | 1.6759 | 1.7021 | 1.7128 | 1.7029 | 1.7045 | 1.6935 | 1.696 | 1.6935 | 1.7066 | 1.7036
Ref. Case Res. Dishwasher | Efficient uncompeted | Northwest, Great Basin, California, Rocky Mountains, Upper Midwest, Lower Midwest, Lakes/Mid-Atl., Texas, Southwest, Southeast, Northeast | Residential (New), Residential (Existing) | Other | 999 | 0 | 999 | 999 | 2.548 | 2.3094 | 2.0615 | 1.8557 | 1.7164 | 1.6205 | 1.5822 | 1.5624 | 1.5776 | 1.574 | 1.5861 | 1.5942 | 1.6021 | 1.6111 | 1.6235 | 1.6451 | 1.6759 | 1.7021 | 1.7128 | 1.7029 | 1.7045 | 1.6935 | 1.696 | 1.6935 | 1.7066 | 1.7036
Ref. Case Res. Dishwasher | Baseline competed | Northwest, Great Basin, California, Rocky Mountains, Upper Midwest, Lower Midwest, Lakes/Mid-Atl., Texas, Southwest, Southeast, Northeast | Residential (New), Residential (Existing) | Other | 999 | 0 | 999 | 999 | 2.548 | 2.3094 | 2.0614 | 1.8557 | 1.7164 | 1.6205 | 1.5821 | 1.5624 | 1.5776 | 1.574 | 1.5861 | 1.5942 | 1.602 | 1.6111 | 1.6234 | 1.6451 | 1.6759 | 1.7021 | 1.7128 | 1.7029 | 1.7045 | 1.6935 | 1.696 | 1.6935 | 1.7066 | 1.7035
Ref. Case Res. Dishwasher | Efficient competed | Northwest, Great Basin, California, Rocky Mountains, Upper Midwest, Lower Midwest, Lakes/Mid-Atl., Texas, Southwest, Southeast, Northeast | Residential (New), Residential (Existing) | Other | 999 | 0 | 999 | 999 | 2.548 | 2.3094 | 2.0614 | 1.8557 | 1.7164 | 1.6205 | 1.5821 | 1.5624 | 1.5776 | 1.574 | 1.5861 | 1.5942 | 1.602 | 1.6111 | 1.6234 | 1.6451 | 1.6759 | 1.7021 | 1.7128 | 1.7029 | 1.7045 | 1.6935 | 1.696 | 1.6935 | 1.7066 | 1.7035
Ref. Case Res. Oil WH | Baseline uncompeted | Northwest, Great Basin, California, Rocky Mountains, Upper Midwest, Lower Midwest, Lakes/Mid-Atl., Texas, Southwest, Southeast, Northeast | Residential (New), Residential (Existing) | Water Heating | -21.4148 | 999 | 647.8166 | 8737.747 | 2.7013 | 2.627 | 2.5624 | 2.5085 | 2.4656 | 2.4354 | 2.4002 | 2.363 | 2.3241 | 2.2853 | 2.2451 | 2.2055 | 2.1659 | 2.127 | 2.0891 | 2.0526 | 2.0169 | 1.9832 | 1.9508 | 1.9208 | 1.8922 | 1.864 | 1.8371 | 1.8116 | 1.7868 | 1.7628
Ref. Case Res. Oil WH | Efficient uncompeted | Northwest, Great Basin, California, Rocky Mountains, Upper Midwest, Lower Midwest, Lakes/Mid-Atl., Texas, Southwest, Southeast, Northeast | Residential (New), Residential (Existing) | Water Heating | -21.4148 | 999 | 647.8166 | 8737.747 | 2.6978 | 2.62 | 2.5522 | 2.4952 | 2.4492 | 2.416 | 2.3778 | 2.3378 | 2.2962 | 2.2547 | 2.212 | 2.1715 | 2.1321 | 2.0938 | 2.0565 | 2.0205 | 1.9853 | 1.9522 | 1.9203 | 1.8907 | 1.8626 | 1.8348 | 1.8084 | 1.7833 | 1.7589 | 1.7353
Ref. Case Res. Oil WH | Baseline competed | Northwest, Great Basin, California, Rocky Mountains, Upper Midwest, Lower Midwest, Lakes/Mid-Atl., Texas, Southwest, Southeast, Northeast | Residential (New), Residential (Existing) | Water Heating | -21.4148 | 999 | 647.8166 | 8737.747 | 0 | 0 | 0 | 0 | 0 | 0 | 0 | 0 | 0 | 0 | 0 | 0 | 0 | 0 | 0 | 0 | 0 | 0 | 0 | 0 | 0 | 0 | 0 | 0 | 0 | 0
Ref. Case Res. Oil WH | Efficient competed | Northwest, Great Basin, California, Rocky Mountains, Upper Midwest, Lower Midwest, Lakes/Mid-Atl., Texas, Southwest, Southeast, Northeast | Residential (New), Residential (Existing) | Water Heating | -21.4148 | 999 | 647.8166 | 8737.747 | 0 | 0 | 0 | 0 | 0 | 0 | 0 | 0 | 0 | 0 | 0 | 0 | 0 | 0 | 0 | 0 | 0 | 0 | 0 | 0 | 0 | 0 | 0 | 0 | 0 | 0
Ref. Case Res. Pool Pump | Baseline uncompeted | Northwest, Great Basin, California, Rocky Mountains, Upper Midwest, Lower Midwest, Lakes/Mid-Atl., Texas, Southwest, Southeast, Northeast | Residential (New), Residential (Existing) | Other | 999 | 0 | 999 | 999 | 7.4705 | 6.744 | 6.0188 | 5.5026 | 5.1765 | 4.9273 | 4.8145 | 4.7688 | 4.7885 | 4.7614 | 4.8096 | 4.859 | 4.9405 | 5.0741 | 5.1822 | 5.3019 | 5.4597 | 5.6117 | 5.7332 | 5.7126 | 5.8204 | 5.8597 | 5.9302 | 5.9985 | 6.1353 | 6.218
Ref. Case Res. Pool Pump | Efficient uncompeted | Northwest, Great Basin, California, Rocky Mountains, Upper Midwest, Lower Midwest, Lakes/Mid-Atl., Texas, Southwest, Southeast, Northeast | Residential (New), Residential (Existing) | Other | 999 | 0 | 999 | 999 | 7.4705 | 6.744 | 6.0188 | 5.5026 | 5.1765 | 4.9273 | 4.8145 | 4.7688 | 4.7885 | 4.7614 | 4.8096 | 4.859 | 4.9405 | 5.0741 | 5.1822 | 5.3019 | 5.4597 | 5.6117 | 5.7332 | 5.7126 | 5.8204 | 5.8597 | 5.9302 | 5.9985 | 6.1353 | 6.218
Ref. Case Res. Pool Pump | Baseline competed | Northwest, Great Basin, California, Rocky Mountains, Upper Midwest, Lower Midwest, Lakes/Mid-Atl., Texas, Southwest, Southeast, Northeast | Residential (New), Residential (Existing) | Other | 999 | 0 | 999 | 999 | 0.25141 | 0.23341 | 0.22458 | 0.23019 | 0.24722 | 0.22245 | 0.20616 | 0.19467 | 0.18661 | 0.17716 | 0.16854 | 0.16066 | 0.15402 | 0.14978 | 0.14478 | 0.14024 | 0.13662 | 0.13331 | 0.12954 | 0.12237 | 0.11935 | 0.11474 | 0.11107 | 0.10815 | 0.10662 | 0.10465
Ref. Case Res. Pool Pump | Efficient competed | Northwest, Great Basin, California, Rocky Mountains, Upper Midwest, Lower Midwest, Lakes/Mid-Atl., Texas, Southwest, Southeast, Northeast | Residential (New), Residential (Existing) | Other | 999 | 0 | 999 | 999 | 0.25141 | 0.23341 | 0.22458 | 0.23019 | 0.24722 | 0.22245 | 0.20616 | 0.19467 | 0.18661 | 0.17716 | 0.16854 | 0.16066 | 0.15402 | 0.14978 | 0.14478 | 0.14024 | 0.13662 | 0.13331 | 0.12954 | 0.12237 | 0.11935 | 0.11474 | 0.11107 | 0.10815 | 0.10662 | 0.10465
Res. Cooking (FS) | Baseline uncompeted | Northwest, Great Basin, California, Rocky Mountains, Upper Midwest, Lower Midwest, Lakes/Mid-Atl., Texas, Southwest, Southeast, Northeast | Residential (New), Residential (Existing) | Cooking | -9.3568 | 46.09 | 39.4385 | 446.2676 | 5.4806 | 5.4933 | 5.5059 | 5.5202 | 5.5385 | 5.5604 | 5.5867 | 5.6182 | 5.655 | 5.694 | 5.736 | 5.7807 | 5.8276 | 5.8757 | 5.9248 | 5.9756 | 6.028 | 6.0813 | 6.136 | 6.1919 | 6.2488 | 6.306 | 6.3634 | 6.4204 | 6.4763 | 6.531
Res. Cooking (FS) | Efficient uncompeted | Northwest, Great Basin, California, Rocky Mountains, Upper Midwest, Lower Midwest, Lakes/Mid-Atl., Texas, Southwest, Southeast, Northeast | Residential (New), Residential (Existing) | Cooking | -9.3568 | 46.09 | 39.4385 | 446.2676 | 5.121 | 4.7535 | 4.364 | 3.9631 | 3.5576 | 3.1612 | 2.7841 | 2.4182 | 2.0626 | 1.6991 | 1.3399 | 0.99662 | 0.89116 | 0.89017 | 0.8885 | 0.89632 | 0.90825 | 0.91691 | 0.91733 | 0.91678 | 0.906 | 0.89039 | 0.88702 | 0.87607 | 0.87677 | 0.86914
Res. Cooking (FS) | Baseline competed | Northwest, Great Basin, California, Rocky Mountains, Upper Midwest, Lower Midwest, Lakes/Mid-Atl., Texas, Southwest, Southeast, Northeast | Residential (New), Residential (Existing) | Cooking | -9.3568 | 46.09 | 39.4385 | 446.2676 | 5.4806 | 5.4933 | 5.5059 | 5.5202 | 5.5385 | 5.5604 | 5.5867 | 5.6182 | 5.655 | 5.694 | 5.736 | 5.7807 | 5.8276 | 5.8757 | 5.9248 | 5.9756 | 6.028 | 6.0813 | 6.136 | 6.1919 | 6.2488 | 6.306 | 6.3634 | 6.4204 | 6.4763 | 6.531
Res. Cooking (FS) | Efficient competed | Northwest, Great Basin, California, Rocky Mountains, Upper Midwest, Lower Midwest, Lakes/Mid-Atl., Texas, Southwest, Southeast, Northeast | Residential (New), Residential (Existing) | Cooking | -9.3568 | 46.09 | 39.4385 | 446.2676 | 5.121 | 4.7535 | 4.364 | 3.9631 | 3.5576 | 3.1612 | 2.7841 | 2.4182 | 2.0626 | 1.6991 | 1.3399 | 0.99662 | 0.89116 | 0.89017 | 0.8885 | 0.89632 | 0.90825 | 0.91691 | 0.91733 | 0.91678 | 0.906 | 0.89039 | 0.88702 | 0.87607 | 0.87677 | 0.86913

## Total Cost
ECM Name | Results Scenario | Climate Zones | Building Classes | End Uses | IRR (%),2050 | Payback (years),2050 | CCE ($/MMBtu saved),2050 | CCC ($/tCO2 avoided),2050 | 2025 (Billion $) | 2026 (Billion $) | 2027 (Billion $) | 2028 (Billion $) | 2029 (Billion $) | 2030 (Billion $) | 2031 (Billion $) | 2032 (Billion $) | 2033 (Billion $) | 2034 (Billion $) | 2035 (Billion $) | 2036 (Billion $) | 2037 (Billion $) | 2038 (Billion $) | 2039 (Billion $) | 2040 (Billion $) | 2041 (Billion $) | 2042 (Billion $) | 2043 (Billion $) | 2044 (Billion $) | 2045 (Billion $) | 2046 (Billion $) | 2047 (Billion $) | 2048 (Billion $) | 2049 (Billion $) | 2050 (Billion $)
All ECMs | Baseline competed | [7 empty] | 296.4787 | 289.1662 | 284.0319 | 280.6556 | 280.4909 | 280.7287 | 283.1725 | 285.5531 | 290.6227 | 294.7167 | 296.9343 | 299.9389 | 303.3508 | 307.7442 | 310.4562 | 313.6667 | 316.8856 | 319.167 | 321.32 | 323.1308 | 325.6442 | 329.0863 | 330.0129 | 331.5922 | 332.5764 | 333.1267
All ECMs | Efficient competed | [7 empty] | 291.0671 | 278.8252 | 269.0909 | 261.3126 | 256.7212 | 250.4275 | 246.718 | 243.4844 | 242.9776 | 241.8124 | 239.1234 | 237.428 | 236.4447 | 237.2297 | 236.9939 | 237.261 | 237.7654 | 237.8435 | 238.0347 | 238.0379 | 238.4574 | 239.5887 | 239.1502 | 239.3996 | 239.0919 | 238.3221
All ECMs | Baseline competed - efficient competed | All | All | All |  |  |  |  | 5.4116 | 10.341 | 14.941 | 19.343 | 23.7697 | 30.3012 | 36.4545 | 42.0687 | 47.6451 | 52.9043 | 57.8109 | 62.5109 | 66.9061 | 70.5145 | 73.4623 | 76.4057 | 79.1202 | 81.3235 | 83.2854 | 85.093 | 87.1868 | 89.4975 | 90.8626 | 92.1926 | 93.4845 | 94.8046
All ECMs | Baseline competed - efficient competed | Northwest | All | All |  |  |  |  | 0.25348 | 0.48936 | 0.71693 | 0.94196 | 1.1576 | 1.4193 | 1.6675 | 1.9062 | 2.1369 | 2.3603 | 2.5737 | 2.7632 | 2.9008 | 3.0197 | 3.1188 | 3.231 | 3.3173 | 3.3776 | 3.4287 | 3.479 | 3.537 | 3.6092 | 3.6346 | 3.6564 | 3.6757 | 3.7018
All ECMs | Baseline competed - efficient competed | Great Basin | All | All |  |  |  |  | 0.12557 | 0.23959 | 0.34518 | 0.44643 | 0.55263 | 0.6958 | 0.82999 | 0.95891 | 1.0857 | 1.2095 | 1.3322 | 1.4453 | 1.5507 | 1.6481 | 1.7328 | 1.8133 | 1.8889 | 1.9498 | 2.0057 | 2.057 | 2.1143 | 2.1975 | 2.2491 | 2.2961 | 2.3468 | 2.3973
All ECMs | Baseline competed - efficient competed | California | All | All |  |  |  |  | 0.38059 | 0.73433 | 1.0677 | 1.3866 | 1.7064 | 2.1886 | 2.6448 | 3.0465 | 3.3981 | 3.7333 | 4.0385 | 4.3623 | 4.6565 | 4.913 | 5.1061 | 5.2962 | 5.4953 | 5.6591 | 5.83 | 5.9802 | 6.167 | 6.3642 | 6.4753 | 6.5886 | 6.6962 | 6.8399
All ECMs | Baseline competed - efficient competed | Rocky Mountains | All | All |  |  |  |  | 0.108 | 0.20592 | 0.29796 | 0.38416 | 0.4746 | 0.58014 | 0.68239 | 0.77765 | 0.87236 | 0.96325 | 1.0526 | 1.1347 | 1.213 | 1.2825 | 1.3344 | 1.392 | 1.4428 | 1.4826 | 1.515 | 1.5471 | 1.5842 | 1.6414 | 1.6641 | 1.6886 | 1.7156 | 1.7436
All ECMs | Baseline competed - efficient competed | Upper Midwest | All | All |  |  |  |  | 0.5254 | 1.0054 | 1.454 | 1.8932 | 2.3377 | 2.8873 | 3.4264 | 3.9286 | 4.4131 | 4.8692 | 5.3335 | 5.7127 | 6.1026 | 6.4065 | 6.6708 | 6.9349 | 7.1708 | 7.3391 | 7.4779 | 7.6091 | 7.7776 | 7.98 | 8.0649 | 8.1399 | 8.2178 | 8.304
All ECMs | Baseline competed - efficient competed | Lower Midwest | All | All |  |  |  |  | 0.23292 | 0.44699 | 0.65225 | 0.85473 | 1.0604 | 1.4023 | 1.694 | 1.9681 | 2.2271 | 2.4696 | 2.6922 | 2.924 | 3.1436 | 3.3092 | 3.4575 | 3.6506 | 3.8314 | 3.9457 | 4.0331 | 4.1209 | 4.2268 | 4.3475 | 4.4243 | 4.4966 | 4.5596 | 4.6334
All ECMs | Baseline competed - efficient competed | Lakes/Mid-Atl. | All | All |  |  |  |  | 1.199 | 2.2915 | 3.3 | 4.2671 | 5.253 | 6.5259 | 7.7124 | 8.8176 | 9.858 | 10.8793 | 11.877 | 12.7863 | 13.6502 | 14.3101 | 14.8513 | 15.3676 | 15.8685 | 16.2591 | 16.573 | 16.8455 | 17.2008 | 17.6521 | 17.8297 | 18.0236 | 18.2047 | 18.3972
All ECMs | Baseline competed - efficient competed | Texas | All | All |  |  |  |  | 0.3898 | 0.74311 | 1.0708 | 1.3743 | 1.6881 | 2.2809 | 2.8217 | 3.2543 | 3.7592 | 4.2377 | 4.6835 | 5.0743 | 5.4126 | 5.6743 | 5.8999 | 6.1581 | 6.4079 | 6.671 | 6.9227 | 7.1172 | 7.2719 | 7.3755 | 7.48 | 7.608 | 7.7677 | 7.7788
All ECMs | Baseline competed - efficient competed | Southwest | All | All |  |  |  |  | 0.10657 | 0.2035 | 0.29442 | 0.38015 | 0.46515 | 0.63703 | 0.80439 | 0.9617 | 1.1161 | 1.2608 | 1.3964 | 1.5301 | 1.6674 | 1.7981 | 1.9119 | 2.0252 | 2.1557 | 2.2752 | 2.363 | 2.4624 | 2.569 | 2.6808 | 2.7715 | 2.8548 | 2.9474 | 3.0393
All ECMs | Baseline competed - efficient competed | Southeast | All | All |  |  |  |  | 1.3803 | 2.6384 | 3.8126 | 4.9346 | 6.0472 | 8.033 | 9.9245 | 11.6579 | 13.4555 | 15.0649 | 16.4928 | 17.9405 | 19.3187 | 20.4627 | 21.3518 | 22.2234 | 22.9441 | 23.5464 | 24.1124 | 24.7066 | 25.3525 | 25.9972 | 26.4797 | 26.9082 | 27.3315 | 27.8001
All ECMs | Baseline competed - efficient competed | Northeast | All | All |  |  |  |  | 0.70998 | 1.343 | 1.9291 | 2.4798 | 3.0269 | 3.6509 | 4.2464 | 4.7913 | 5.323 | 5.8564 | 6.3385 | 6.8374 | 7.29 | 7.6901 | 8.0271 | 8.3133 | 8.5974 | 8.8179 | 9.024 | 9.1682 | 9.3858 | 9.6522 | 9.7894 | 9.9319 | 10.0216 | 10.1692
All ECMs | Baseline competed - efficient competed | All | Residential (New) | All |  |  |  |  | 0.70491 | 1.3448 | 1.9435 | 2.5181 | 3.0997 | 3.9089 | 4.7054 | 5.4882 | 6.3339 | 7.1441 | 7.9129 | 8.6943 | 9.4984 | 10.3338 | 11.0965 | 11.9212 | 12.7522 | 13.5496 | 14.3335 | 15.1075 | 15.9174 | 16.8061 | 17.5637 | 18.3028 | 19.0426 | 19.713
All ECMs | Baseline competed - efficient competed | All | Residential (Existing) | All |  |  |  |  | 3.7099 | 7.1135 | 10.2954 | 13.3308 | 16.3575 | 20.5645 | 24.6284 | 28.4298 | 32.3713 | 36.1283 | 39.5681 | 42.8369 | 45.6929 | 47.7287 | 49.3517 | 50.9551 | 52.4259 | 53.6333 | 54.6945 | 55.6507 | 56.6695 | 57.7767 | 58.2948 | 58.7653 | 59.18 | 59.438
All ECMs | Baseline competed - efficient competed | All | Commercial (New) | All |  |  |  |  | 0.31742 | 0.59296 | 0.84531 | 1.0996 | 1.3758 | 1.8349 | 2.2877 | 2.727 | 3.1746 | 3.5953 | 4.03 | 4.3985 | 4.7641 | 5.1353 | 5.4442 | 5.768 | 6.0739 | 6.3424 | 6.5974 | 6.8316 | 7.1396 | 7.4871 | 7.7217 | 7.9675 | 8.2251 | 8.6226
All ECMs | Baseline competed - efficient competed | All | Commercial (Existing) | All |  |  |  |  | 0.67935 | 1.2898 | 1.8567 | 2.3945 | 2.9367 | 3.993 | 4.833 | 5.4238 | 5.7654 | 6.0366 | 6.2999 | 6.5811 | 6.9507 | 7.3168 | 7.5699 | 7.7614 | 7.8682 | 7.7983 | 7.66 | 7.5032 | 7.4604 | 7.4277 | 7.2824 | 7.157 | 7.0367 | 7.031
All ECMs | Baseline competed - efficient competed | All | All | Heating (Equip.) |  |  |  |  | 2.4201 | 4.5948 | 6.6005 | 8.509 | 10.4544 | 12.9709 | 15.3732 | 17.6186 | 19.8654 | 21.9159 | 23.7718 | 25.508 | 27.1917 | 28.8425 | 30.2074 | 31.4402 | 32.5877 | 33.4955 | 34.2646 | 34.9036 | 35.6139 | 36.4989 | 36.8152 | 37.1 | 37.3825 | 37.5999
All ECMs | Baseline competed - efficient competed | All | All | Cooling (Equip.) |  |  |  |  | 0.10947 | 0.21102 | 0.30885 | 0.40516 | 0.50715 | 2.0146 | 3.4594 | 4.8522 | 6.2394 | 7.5738 | 8.8118 | 10.0577 | 11.3232 | 12.6072 | 13.7947 | 15.0167 | 16.173 | 17.2324 | 18.2502 | 19.2591 | 20.2727 | 21.2075 | 22.1232 | 23.0482 | 23.9148 | 24.9005
All ECMs | Baseline competed - efficient competed | All | All | Heating (Env.) |  |  |  |  | 0 | 0 | 0 | 0 | 0 | 0 | 0 | 0 | 0 | 0 | 0 | 0 | 0 | 0 | 0 | 0 | 0 | 0 | 0 | 0 | 0 | 0 | 0 | 0 | 0 | 0
All ECMs | Baseline competed - efficient competed | All | All | Cooling (Env.) |  |  |  |  | 0 | 0 | 0 | 0 | 0 | 0 | 0 | 0 | 0 | 0 | 0 | 0 | 0 | 0 | 0 | 0 | 0 | 0 | 0 | 0 | 0 | 0 | 0 | 0 | 0 | 0
All ECMs | Baseline competed - efficient competed | All | All | Ventilation |  |  |  |  | 8.2976e-05 | 0.00015825 | 0.00022744 | 0.0002918 | 0.00035379 | 0.014084 | 0.026416 | 0.037407 | 0.047443 | 0.056265 | 0.063698 | 0.070331 | 0.076158 | 0.081596 | 0.086222 | 0.084557 | 0.083101 | 0.081535 | 0.080134 | 0.078349 | 0.076091 | 0.073822 | 0.071461 | 0.069602 | 0.067442 | 0.065355
All ECMs | Baseline competed - efficient competed | All | All | Lighting |  |  |  |  | 0.6986 | 1.3589 | 1.9893 | 2.5944 | 3.189 | 4.0667 | 4.7172 | 5.1094 | 5.2824 | 5.4465 | 5.6945 | 5.837 | 6.0088 | 6.2172 | 6.397 | 6.5689 | 6.6875 | 6.7559 | 6.8259 | 6.9025 | 7.0688 | 7.0794 | 7.0784 | 7.1128 | 7.1076 | 7.0874
All ECMs | Baseline competed - efficient competed | All | All | Water Heating |  |  |  |  | 1.9847 | 3.8285 | 5.5746 | 7.2607 | 8.9588 | 10.6819 | 12.3828 | 14.0271 | 15.8327 | 17.5632 | 19.1535 | 20.6478 | 21.7641 | 22.1018 | 22.2719 | 22.5105 | 22.7214 | 22.8571 | 22.9598 | 23.0471 | 23.2066 | 23.4955 | 23.563 | 23.6239 | 23.6982 | 23.7482
All ECMs | Baseline competed - efficient competed | All | All | Refrigeration |  |  |  |  | 0.048211 | 0.093522 | 0.13689 | 0.17908 | 0.22114 | 0.32017 | 0.41653 | 0.51002 | 0.60813 | 0.70531 | 0.7966 | 0.89091 | 0.98551 | 1.0732 | 1.1514 | 1.2224 | 1.2821 | 1.3146 | 1.3403 | 1.3602 | 1.3804 | 1.3959 | 1.408 | 1.4232 | 1.4318 | 1.4363
All ECMs | Baseline competed - efficient competed | All | All | Cooking |  |  |  |  | -0.24157 | -0.49691 | -0.75332 | -1.0002 | -1.2247 | -1.4661 | -1.6901 | -1.9134 | -2.152 | -2.3809 | -2.5599 | -2.6253 | -2.6178 | -2.6176 | -2.6713 | -2.6681 | -2.6658 | -2.6844 | -2.7279 | -2.7721 | -2.7517 | -2.5964 | -2.5615 | -2.5774 | -2.5309 | -2.4472
All ECMs | Baseline competed - efficient competed | All | All | Computers and Electronics |  |  |  |  | 0.26388 | 0.50005 | 0.71336 | 0.90651 | 1.0572 | 0.99145 | 0.93704 | 0.86873 | 0.82416 | 0.78609 | 0.74345 | 0.70523 | 0.6694 | 0.63697 | 0.60478 | 0.57418 | 0.54525 | 0.51741 | 0.49134 | 0.46685 | 0.4448 | 0.42436 | 0.40548 | 0.38965 | 0.37406 | 0.35901
All ECMs | Baseline competed - efficient competed | All | All | Other |  |  |  |  | 0.12808 | 0.25101 | 0.37057 | 0.48808 | 0.6064 | 0.70746 | 0.83199 | 0.95873 | 1.0976 | 1.2381 | 1.3354 | 1.4192 | 1.505 | 1.5716 | 1.6201 | 1.6564 | 1.7059 | 1.7534 | 1.8009 | 1.8475 | 1.8752 | 1.9185 | 1.9594 | 2.0025 | 2.039 | 2.0554
90.1 Com. N-Elec. Env. | Baseline uncompeted | Northwest, Great Basin, California, Rocky Mountains, Upper Midwest, Lower Midwest, Lakes/Mid-Atl., Texas, Southwest, Southeast, Northeast | Commercial (New), Commercial (Existing) | Heating (Equip.) | 4.9333 | 12.533 | 14.2908 | 261.7143 | 20.6554 | 19.9152 | 19.3866 | 19.0382 | 19.1177 | 19.1118 | 19.2219 | 19.2877 | 19.4291 | 19.4901 | 19.5307 | 19.4602 | 19.4522 | 19.5047 | 19.3362 | 19.3074 | 19.2966 | 19.1475 | 18.9741 | 18.7441 | 18.6781 | 18.8953 | 18.662 | 18.4479 | 18.3068 | 18.191
90.1 Com. N-Elec. Env. | Efficient uncompeted | Northwest, Great Basin, California, Rocky Mountains, Upper Midwest, Lower Midwest, Lakes/Mid-Atl., Texas, Southwest, Southeast, Northeast | Commercial (New), Commercial (Existing) | Heating (Equip.) | 4.9333 | 12.533 | 14.2908 | 261.7143 | 20.5057 | 19.6315 | 18.9785 | 18.5103 | 18.4631 | 18.3359 | 18.3228 | 18.2702 | 18.2916 | 18.2393 | 18.1707 | 18.0016 | 17.8933 | 17.8428 | 17.5933 | 17.4736 | 17.3726 | 17.15 | 16.9094 | 16.6219 | 16.4847 | 16.6183 | 16.3655 | 16.1316 | 15.9606 | 15.8107
90.1 Com. N-Elec. Env. | Baseline competed | Northwest, Great Basin, California, Rocky Mountains, Upper Midwest, Lower Midwest, Lakes/Mid-Atl., Texas, Southwest, Southeast, Northeast | Commercial (New), Commercial (Existing) | Heating (Equip.) | 4.9333 | 12.533 | 14.2908 | 261.7143 | -1e-15 | 1e-14 | -5.9e-14 | -1.9e-14 | -1e-15 | -2e-15 | -2.4e-14 | 0 | 3e-14 | -4e-14 | 2.8e-14 | -4.4e-14 | 5.3e-14 | 1.3e-14 | -3e-15 | 1.4e-14 | -5.4e-14 | 5.3e-14 | 6.3e-14 | 6.9e-14 | -3.1e-14 | 2e-15 | -4e-15 | 5e-14 | -1.9e-14 | 4.3e-14
90.1 Com. N-Elec. Env. | Efficient competed | Northwest, Great Basin, California, Rocky Mountains, Upper Midwest, Lower Midwest, Lakes/Mid-Atl., Texas, Southwest, Southeast, Northeast | Commercial (New), Commercial (Existing) | Heating (Equip.) | 4.9333 | 12.533 | 14.2908 | 261.7143 | 1.9e-14 | 1.9e-14 | 5.5e-14 | 2.9e-14 | 1.3e-14 | -3.2e-14 | -1e-15 | 1.1e-14 | 0 | 9e-15 | -7e-15 | 4.6e-14 | 1.3e-14 | 3.1e-14 | -1.8e-14 | -9e-15 | 6e-15 | 0 | 1.6e-14 | -1.2e-14 | 2.4e-14 | -4e-15 | -1.2e-14 | 1.3e-14 | 0 | -7e-15
Best Com. ASHP, Env., PC (EE+DF-FS) | Baseline uncompeted | California, Upper Midwest, Lower Midwest, Texas, Southwest, Southeast | Commercial (New), Commercial (Existing) | Heating (Equip.), Cooling (Equip.), Ventilation | -4.2368 | 34.983 | 41.4631 | 657.678 | 13.4514 | 13.0346 | 12.7041 | 12.4125 | 12.2659 | 12.0944 | 12.0688 | 11.9888 | 12.0882 | 12.0855 | 11.8851 | 11.8401 | 11.8127 | 11.8199 | 11.714 | 11.5895 | 11.545 | 11.4761 | 11.4172 | 11.3503 | 11.2931 | 11.2514 | 11.1249 | 11.0309 | 10.9502 | 10.7865
Best Com. ASHP, Env., PC (EE+DF-FS) | Efficient uncompeted | California, Upper Midwest, Lower Midwest, Texas, Southwest, Southeast | Commercial (New), Commercial (Existing) | Heating (Equip.), Cooling (Equip.), Ventilation | -4.2368 | 34.983 | 41.4631 | 657.678 | 13.2376 | 12.6279 | 12.114 | 11.6391 | 11.2942 | 10.8766 | 10.6356 | 10.3447 | 10.2219 | 9.9987 | 9.5572 | 9.3081 | 9.0669 | 8.8446 | 8.5519 | 8.1857 | 8.0304 | 7.9666 | 7.9234 | 7.885 | 7.6787 | 7.5735 | 7.4706 | 7.3973 | 7.3237 | 7.1578
Best Com. ASHP, Env., PC (EE+DF-FS) | Baseline competed | California, Upper Midwest, Lower Midwest, Texas, Southwest, Southeast | Commercial (New), Commercial (Existing) | Heating (Equip.), Cooling (Equip.), Ventilation | -4.2368 | 34.983 | 41.4631 | 657.678 | 6e-15 | 2e-15 | 4.7e-14 | -9e-15 | -5e-15 | 0 | -1e-15 | -9e-15 | 1.1e-14 | 1.2e-14 | 1.5e-14 | 2.2e-14 | 1.1e-14 | 2.8e-14 | -2.8e-14 | 1.7e-14 | 1.4e-14 | -3.3e-14 | 7e-15 | -4e-15 | 1.2e-14 | 1e-15 | 3e-15 | -1.4e-14 | -2e-15 | 8e-15
Best Com. ASHP, Env., PC (EE+DF-FS) | Efficient competed | California, Upper Midwest, Lower Midwest, Texas, Southwest, Southeast | Commercial (New), Commercial (Existing) | Heating (Equip.), Cooling (Equip.), Ventilation | -4.2368 | 34.983 | 41.4631 | 657.678 | -8e-15 | -4e-15 | 1.9e-14 | 9e-15 | 6e-15 | -3e-15 | -1.4e-14 | -4e-15 | -1e-14 | 0 | -5e-15 | -6e-15 | -1.1e-14 | -1e-14 | -1.6e-14 | 3.2e-14 | 7e-15 | 7e-15 | 1.4e-14 | -2e-15 | -9e-15 | -8e-15 | 6e-15 | 1e-15 | -1.2e-14 | 1.5e-14
Best Com. ASHP, Env., PC (EE+DF-FS) CC | Baseline uncompeted | Northwest, Great Basin, Rocky Mountains, Upper Midwest, Lakes/Mid-Atl., Northeast | Commercial (New), Commercial (Existing) | Heating (Equip.), Cooling (Equip.), Ventilation | -8.9159 | 68.4997 | 68.4741 | 892.4258 | 15.1305 | 14.6315 | 14.2616 | 13.9861 | 13.9575 | 13.8035 | 13.7956 | 13.8011 | 13.8278 | 13.845 | 13.9772 | 13.9033 | 13.8587 | 13.8727 | 13.8054 | 13.695 | 13.669 | 13.5679 | 13.4634 | 13.3093 | 13.1773 | 13.2427 | 13.0831 | 12.9731 | 12.8404 | 12.6963
Best Com. ASHP, Env., PC (EE+DF-FS) CC | Efficient uncompeted | Northwest, Great Basin, Rocky Mountains, Upper Midwest, Lakes/Mid-Atl., Northeast | Commercial (New), Commercial (Existing) | Heating (Equip.), Cooling (Equip.), Ventilation | -8.9159 | 68.4997 | 68.4741 | 892.4258 | 14.8782 | 14.1692 | 13.6186 | 13.1734 | 12.926 | 12.503 | 12.253 | 12.031 | 11.8103 | 11.6104 | 11.4633 | 11.1787 | 10.8936 | 10.6654 | 10.4639 | 10.1789 | 9.981 | 9.8597 | 9.7794 | 9.6582 | 9.5231 | 9.4228 | 9.2748 | 9.2064 | 9.0266 | 8.8571
Best Com. ASHP, Env., PC (EE+DF-FS) CC | Baseline competed | Northwest, Great Basin, Rocky Mountains, Upper Midwest, Lakes/Mid-Atl., Northeast | Commercial (New), Commercial (Existing) | Heating (Equip.), Cooling (Equip.), Ventilation | -8.9159 | 68.4997 | 68.4741 | 892.4258 | 4e-15 | 1.8e-14 | -4e-15 | -2e-15 | 1.9e-14 | 1.7e-14 | -3.3e-14 | 3.2e-14 | -3e-14 | 5e-15 | -2.3e-14 | -1.5e-14 | -1.1e-14 | 0 | -1.3e-14 | 8e-15 | 2.4e-14 | -6e-15 | 2.3e-14 | -1.5e-14 | -4e-14 | 3.8e-14 | 1e-15 | -7e-15 | -8e-15 | -3e-15
Best Com. ASHP, Env., PC (EE+DF-FS) CC | Efficient competed | Northwest, Great Basin, Rocky Mountains, Upper Midwest, Lakes/Mid-Atl., Northeast | Commercial (New), Commercial (Existing) | Heating (Equip.), Cooling (Equip.), Ventilation | -8.9159 | 68.4997 | 68.4741 | 892.4258 | 1.8e-14 | -3e-15 | -2.1e-14 | 2.7e-14 | 1e-15 | 1.2e-14 | 1.5e-14 | -1.2e-14 | -1.1e-14 | 1e-15 | -3e-15 | 6e-15 | 1.9e-14 | -1.7e-14 | 9e-15 | -4e-15 | -1e-15 | 2.1e-14 | -1.4e-14 | -1e-15 | -3.2e-14 | -1.5e-14 | -1.9e-14 | 1.4e-14 | 9e-15 | -1.9e-14
Best Com. ASHP, Env., PC (EE+DF-LFL) | Baseline uncompeted | California, Upper Midwest, Lower Midwest, Texas, Southwest, Southeast | Commercial (New), Commercial (Existing) | Heating (Equip.), Cooling (Equip.), Ventilation | -2.919 | 29.5604 | 40.7356 | 3101.9032 | 1.8709 | 1.8053 | 1.746 | 1.6875 | 1.6456 | 1.6006 | 1.5785 | 1.5486 | 1.5472 | 1.5292 | 1.4838 | 1.4637 | 1.4435 | 1.4262 | 1.3985 | 1.3681 | 1.3472 | 1.3273 | 1.3099 | 1.2928 | 1.2624 | 1.2352 | 1.2076 | 1.185 | 1.1621 | 1.1285
Best Com. ASHP, Env., PC (EE+DF-LFL) | Efficient uncompeted | California, Upper Midwest, Lower Midwest, Texas, Southwest, Southeast | Commercial (New), Commercial (Existing) | Heating (Equip.), Cooling (Equip.), Ventilation | -2.919 | 29.5604 | 40.7356 | 3101.9032 | 1.8475 | 1.7605 | 1.6816 | 1.6049 | 1.545 | 1.4788 | 1.4386 | 1.3922 | 1.3721 | 1.3378 | 1.2776 | 1.2429 | 1.209 | 1.1781 | 1.1404 | 1.1035 | 1.0853 | 1.0685 | 1.0541 | 1.0401 | 1.0055 | 0.98388 | 0.96209 | 0.94405 | 0.92587 | 0.8972
Best Com. ASHP, Env., PC (EE+DF-LFL) | Baseline competed | California, Upper Midwest, Lower Midwest, Texas, Southwest, Southeast | Commercial (New), Commercial (Existing) | Heating (Equip.), Cooling (Equip.), Ventilation | -2.919 | 29.5604 | 40.7356 | 3101.9032 | 1e-15 | 2e-15 | -2e-15 | 2e-15 | -1e-15 | 1e-15 | 3e-15 | 3e-15 | 0 | 1e-15 | 0 | 0 | -2e-15 | 1e-15 | 1e-15 | -1e-15 | 2e-15 | 1e-15 | 0 | -2e-15 | 2e-15 | 2e-15 | 0 | -1e-15 | 1e-15 | -1e-15
Best Com. ASHP, Env., PC (EE+DF-LFL) | Efficient competed | California, Upper Midwest, Lower Midwest, Texas, Southwest, Southeast | Commercial (New), Commercial (Existing) | Heating (Equip.), Cooling (Equip.), Ventilation | -2.919 | 29.5604 | 40.7356 | 3101.9032 | 2e-15 | -1e-15 | 2e-15 | -1e-15 | 0 | 0 | 1e-15 | 2e-15 | 1e-15 | 1e-15 | -1e-15 | 1e-15 | 0 | 2e-15 | 0 | -1e-15 | 1e-15 | -2e-15 | -2e-15 | 1e-15 | -1e-15 | -1e-15 | 1e-15 | 0 | 1e-15 | -1e-15
Best Com. ASHP, Env., PC (EE+DF-LFL) CC | Baseline uncompeted | Northwest, Great Basin, Rocky Mountains, Upper Midwest, Lakes/Mid-Atl., Northeast | Commercial (New), Commercial (Existing) | Heating (Equip.), Cooling (Equip.), Ventilation | -7.8294 | 57.995 | 86.0905 | 4957.9201 | 1.4086 | 1.3611 | 1.3233 | 1.2906 | 1.264 | 1.225 | 1.2022 | 1.1858 | 1.1702 | 1.1598 | 1.1362 | 1.1192 | 1.1012 | 1.0902 | 1.0823 | 1.0646 | 1.0504 | 1.0324 | 1.0144 | 0.99266 | 0.96814 | 0.95025 | 0.92753 | 0.91239 | 0.88782 | 0.86404
Best Com. ASHP, Env., PC (EE+DF-LFL) CC | Efficient uncompeted | Northwest, Great Basin, Rocky Mountains, Upper Midwest, Lakes/Mid-Atl., Northeast | Commercial (New), Commercial (Existing) | Heating (Equip.), Cooling (Equip.), Ventilation | -7.8294 | 57.995 | 86.0905 | 4957.9201 | 1.3932 | 1.3315 | 1.2805 | 1.2351 | 1.1962 | 1.1429 | 1.1082 | 1.0802 | 1.0533 | 1.0314 | 0.99886 | 0.97174 | 0.94437 | 0.9236 | 0.90626 | 0.8839 | 0.86799 | 0.85151 | 0.83614 | 0.81803 | 0.79781 | 0.7828 | 0.76394 | 0.75125 | 0.73098 | 0.71079
Best Com. ASHP, Env., PC (EE+DF-LFL) CC | Baseline competed | Northwest, Great Basin, Rocky Mountains, Upper Midwest, Lakes/Mid-Atl., Northeast | Commercial (New), Commercial (Existing) | Heating (Equip.), Cooling (Equip.), Ventilation | -7.8294 | 57.995 | 86.0905 | 4957.9201 | 2e-15 | 0 | -1e-15 | 0 | -1e-15 | 1e-15 | -2e-15 | 0 | -1e-15 | 1e-15 | -2e-15 | -1e-15 | -1e-15 | 0 | 0 | -1e-15 | 0 | 0 | 1e-15 | 1e-15 | -1e-15 | -1e-15 | 0 | 1e-15 | 0 | 0
Best Com. ASHP, Env., PC (EE+DF-LFL) CC | Efficient competed | Northwest, Great Basin, Rocky Mountains, Upper Midwest, Lakes/Mid-Atl., Northeast | Commercial (New), Commercial (Existing) | Heating (Equip.), Cooling (Equip.), Ventilation | -7.8294 | 57.995 | 86.0905 | 4957.9201 | 0 | -2e-15 | 0 | 2e-15 | 0 | -3e-15 | 2e-15 | -2e-15 | -1e-15 | 0 | 0 | -1e-15 | 1e-15 | -1e-15 | -1e-15 | 1e-15 | 0 | -1e-15 | 0 | -1e-15 | 1e-15 | 0 | 0 | 0 | 0 | 0
Best Com. ASHP, Env., PC (EE+DF-RST) | Baseline uncompeted | California, Upper Midwest, Lower Midwest, Texas, Southwest, Southeast | Commercial (New), Commercial (Existing) | Heating (Equip.), Cooling (Equip.), Ventilation | 4.995 | 12.8268 | 23.3416 | 1436.6883 | 6.389 | 6.2244 | 6.0815 | 5.9397 | 5.8541 | 5.7846 | 5.7691 | 5.7227 | 5.7807 | 5.7782 | 5.6053 | 5.591 | 5.5781 | 5.5766 | 5.5305 | 5.4623 | 5.4374 | 5.4114 | 5.3968 | 5.3824 | 5.3605 | 5.3096 | 5.2566 | 5.2218 | 5.1834 | 5.0987
Best Com. ASHP, Env., PC (EE+DF-RST) | Efficient uncompeted | California, Upper Midwest, Lower Midwest, Texas, Southwest, Southeast | Commercial (New), Commercial (Existing) | Heating (Equip.), Cooling (Equip.), Ventilation | 4.995 | 12.8268 | 23.3416 | 1436.6883 | 6.2742 | 6.0056 | 5.7674 | 5.537 | 5.3639 | 5.15 | 5.0389 | 4.9045 | 4.8629 | 4.7701 | 4.5064 | 4.4087 | 4.3181 | 4.2693 | 4.202 | 4.1099 | 4.0862 | 4.0622 | 4.046 | 4.0313 | 3.9396 | 3.8978 | 3.8557 | 3.8265 | 3.7952 | 3.719
Best Com. ASHP, Env., PC (EE+DF-RST) | Baseline competed | California, Upper Midwest, Lower Midwest, Texas, Southwest, Southeast | Commercial (New), Commercial (Existing) | Heating (Equip.), Cooling (Equip.), Ventilation | 4.995 | 12.8268 | 23.3416 | 1436.6883 | 4e-15 | -3e-15 | 2e-15 | 5e-15 | 1.3e-14 | -2e-15 | -2.4e-14 | -1.3e-14 | 9e-15 | 6e-15 | 0 | -1e-14 | 4e-15 | 6e-15 | -4e-15 | 0 | -1.3e-14 | 5e-15 | -1e-15 | 5e-15 | -3e-15 | 2e-14 | -7e-15 | 7e-15 | -9e-15 | -1.4e-14
Best Com. ASHP, Env., PC (EE+DF-RST) | Efficient competed | California, Upper Midwest, Lower Midwest, Texas, Southwest, Southeast | Commercial (New), Commercial (Existing) | Heating (Equip.), Cooling (Equip.), Ventilation | 4.995 | 12.8268 | 23.3416 | 1436.6883 | 3e-15 | 1e-15 | -7e-15 | 2e-15 | -4e-15 | -6e-15 | -6e-15 | -5e-15 | -6e-15 | -6e-15 | 3e-15 | -2e-15 | -2e-15 | 5e-15 | 0 | 1e-15 | 0 | -2e-15 | -2e-15 | -6e-15 | -4e-15 | 9e-15 | 4e-15 | 1e-15 | -6e-15 | 2e-15
Best Com. ASHP, Env., PC (EE+DF-RST) CC | Baseline uncompeted | Northwest, Great Basin, Rocky Mountains, Upper Midwest, Lakes/Mid-Atl., Northeast | Commercial (New), Commercial (Existing) | Heating (Equip.), Cooling (Equip.), Ventilation | 0.8172 | 19.2249 | 36.102 | 1594.1313 | 4.4224 | 4.3206 | 4.246 | 4.1875 | 4.1496 | 4.1141 | 4.0867 | 4.0805 | 4.0691 | 4.0754 | 4.0324 | 4.0101 | 3.9875 | 3.9868 | 3.9982 | 3.9613 | 3.9476 | 3.9197 | 3.8921 | 3.8498 | 3.7718 | 3.7412 | 3.6906 | 3.6698 | 3.6118 | 3.5352
Best Com. ASHP, Env., PC (EE+DF-RST) CC | Efficient uncompeted | Northwest, Great Basin, Rocky Mountains, Upper Midwest, Lakes/Mid-Atl., Northeast | Commercial (New), Commercial (Existing) | Heating (Equip.), Cooling (Equip.), Ventilation | 0.8172 | 19.2249 | 36.102 | 1594.1313 | 4.3408 | 4.1646 | 4.0205 | 3.8949 | 3.7916 | 3.632 | 3.5347 | 3.4582 | 3.3788 | 3.3155 | 3.1839 | 3.0981 | 3.0148 | 2.9682 | 2.9603 | 2.9306 | 2.9192 | 2.898 | 2.8772 | 2.8452 | 2.7814 | 2.7581 | 2.7203 | 2.704 | 2.6602 | 2.6014
Best Com. ASHP, Env., PC (EE+DF-RST) CC | Baseline competed | Northwest, Great Basin, Rocky Mountains, Upper Midwest, Lakes/Mid-Atl., Northeast | Commercial (New), Commercial (Existing) | Heating (Equip.), Cooling (Equip.), Ventilation | 0.8172 | 19.2249 | 36.102 | 1594.1313 | 3e-15 | -1e-15 | 2e-15 | -3e-15 | -1.2e-14 | 4e-15 | 0 | 5e-15 | 4e-15 | 1e-15 | -3e-15 | 1e-15 | -8e-15 | -2e-15 | -2e-15 | -2e-15 | -4e-15 | -1e-15 | -1.3e-14 | -1e-15 | 7e-15 | -1e-15 | 2e-15 | -4e-15 | -3e-15 | 0
Best Com. ASHP, Env., PC (EE+DF-RST) CC | Efficient competed | Northwest, Great Basin, Rocky Mountains, Upper Midwest, Lakes/Mid-Atl., Northeast | Commercial (New), Commercial (Existing) | Heating (Equip.), Cooling (Equip.), Ventilation | 0.8172 | 19.2249 | 36.102 | 1594.1313 | 1e-14 | -2e-15 | 0 | 8e-15 | 1e-15 | -5e-15 | 6e-15 | -1e-15 | -9e-15 | -3e-15 | -1e-15 | 3e-15 | 1e-15 | -2e-15 | 2e-15 | 5e-15 | 0 | -3e-15 | 4e-15 | 4e-15 | 2e-15 | 8e-15 | 4e-15 | -2e-15 | 7e-15 | 0
Best Com. Chillers, Env., PC (EE+DF) | Baseline uncompeted | Northwest, Great Basin, California, Rocky Mountains, Upper Midwest, Lower Midwest, Lakes/Mid-Atl., Texas, Southwest, Southeast, Northeast | Commercial (New), Commercial (Existing) | Cooling (Equip.), Ventilation | 7.9352 | 10.0668 | 19.1914 | 1007.0733 | 10.9729 | 10.8282 | 10.7384 | 10.6713 | 10.7012 | 10.7785 | 10.9026 | 11.0098 | 11.2494 | 11.4354 | 11.1659 | 11.2876 | 11.4227 | 11.6018 | 11.7253 | 11.7443 | 11.8493 | 11.9421 | 12.0474 | 12.1414 | 12.1568 | 12.217 | 12.2559 | 12.3619 | 12.4233 | 12.3635
Best Com. Chillers, Env., PC (EE+DF) | Efficient uncompeted | Northwest, Great Basin, California, Rocky Mountains, Upper Midwest, Lower Midwest, Lakes/Mid-Atl., Texas, Southwest, Southeast, Northeast | Commercial (New), Commercial (Existing) | Cooling (Equip.), Ventilation | 7.9352 | 10.0668 | 19.1914 | 1007.0733 | 10.8822 | 10.6516 | 10.4783 | 10.3292 | 10.274 | 10.1914 | 10.2124 | 10.2187 | 10.3466 | 10.4217 | 10.0686 | 10.0871 | 10.1175 | 10.1861 | 10.2135 | 10.1701 | 10.2238 | 10.2731 | 10.3576 | 10.4327 | 10.4002 | 10.446 | 10.4752 | 10.5585 | 10.6046 | 10.5385
Best Com. Chillers, Env., PC (EE+DF) | Baseline competed | Northwest, Great Basin, California, Rocky Mountains, Upper Midwest, Lower Midwest, Lakes/Mid-Atl., Texas, Southwest, Southeast, Northeast | Commercial (New), Commercial (Existing) | Cooling (Equip.), Ventilation | 7.9352 | 10.0668 | 19.1914 | 1007.0733 | 0.039343 | 0.03894 | 0.038731 | 0.038604 | 0.038836 | 0.036942 | 0.035249 | 0.033592 | 0.032427 | 0.031167 | 0.029252 | 0.027998 | 0.026847 | 0.025859 | 0.024805 | 0.024088 | 0.023712 | 0.023154 | 0.022833 | 0.022299 | 0.02132 | 0.020447 | 0.019566 | 0.018813 | 0.018008 | 0.017077
Best Com. Chillers, Env., PC (EE+DF) | Efficient competed | Northwest, Great Basin, California, Rocky Mountains, Upper Midwest, Lower Midwest, Lakes/Mid-Atl., Texas, Southwest, Southeast, Northeast | Commercial (New), Commercial (Existing) | Cooling (Equip.), Ventilation | 7.9352 | 10.0668 | 19.1914 | 1007.0733 | 0.039009 | 0.038287 | 0.037766 | 0.037333 | 0.037245 | 0.034932 | 0.033057 | 0.031242 | 0.029903 | 0.028489 | 0.026495 | 0.025134 | 0.023886 | 0.022801 | 0.021696 | 0.020971 | 0.020577 | 0.020028 | 0.019726 | 0.019246 | 0.018394 | 0.017688 | 0.016969 | 0.016351 | 0.015684 | 0.014902
Best Com. Chillers, Ice (EE+DF) | Baseline uncompeted | Northwest, Great Basin, California, Rocky Mountains, Upper Midwest, Lower Midwest, Lakes/Mid-Atl., Texas, Southwest, Southeast, Northeast | Commercial (New), Commercial (Existing) | Cooling (Equip.), Ventilation | 999 | 999 | 146.1274 | 999 | 2.58 | 2.5317 | 2.5065 | 2.4829 | 2.4774 | 2.4745 | 2.4875 | 2.5059 | 2.5423 | 2.5709 | 2.5285 | 2.5429 | 2.5642 | 2.6019 | 2.6353 | 2.6469 | 2.6785 | 2.7082 | 2.7432 | 2.7724 | 2.7804 | 2.8091 | 2.8315 | 2.8739 | 2.9014 | 2.9036
Best Com. Chillers, Ice (EE+DF) | Efficient uncompeted | Northwest, Great Basin, California, Rocky Mountains, Upper Midwest, Lower Midwest, Lakes/Mid-Atl., Texas, Southwest, Southeast, Northeast | Commercial (New), Commercial (Existing) | Cooling (Equip.), Ventilation | 999 | 999 | 146.1274 | 999 | 2.58 | 2.5317 | 2.5065 | 2.4829 | 2.4774 | 2.4745 | 2.4875 | 2.5059 | 2.5423 | 2.5709 | 2.5285 | 2.5429 | 2.5642 | 2.6019 | 2.6353 | 2.6469 | 2.6785 | 2.7082 | 2.7432 | 2.7724 | 2.7804 | 2.8091 | 2.8315 | 2.8739 | 2.9014 | 2.9036
Best Com. Chillers, Ice (EE+DF) | Baseline competed | Northwest, Great Basin, California, Rocky Mountains, Upper Midwest, Lower Midwest, Lakes/Mid-Atl., Texas, Southwest, Southeast, Northeast | Commercial (New), Commercial (Existing) | Cooling (Equip.), Ventilation | 999 | 999 | 146.1274 | 999 | 0 | 1e-15 | -2e-15 | 0 | 1e-15 | -1e-15 | 1e-15 | 0 | 0 | 0 | 1e-15 | -2e-15 | 1e-15 | -1e-15 | -4e-15 | 1e-15 | 0 | 3e-15 | -1e-15 | 1e-15 | -2e-15 | 0 | 1e-15 | 1e-15 | 2e-15 | 0
Best Com. Chillers, Ice (EE+DF) | Efficient competed | Northwest, Great Basin, California, Rocky Mountains, Upper Midwest, Lower Midwest, Lakes/Mid-Atl., Texas, Southwest, Southeast, Northeast | Commercial (New), Commercial (Existing) | Cooling (Equip.), Ventilation | 999 | 999 | 146.1274 | 999 | 0 | 1e-15 | -2e-15 | 0 | 1e-15 | 0 | 1e-15 | 0 | 0 | 0 | 1e-15 | -2e-15 | 1e-15 | -1e-15 | -3e-15 | 1e-15 | 0 | 3e-15 | -1e-15 | 1e-15 | -2e-15 | 0 | 1e-15 | 0 | 2e-15 | 1e-15
Best Com. Lighting (EE+DF) | Baseline uncompeted | Northwest, Great Basin, California, Rocky Mountains, Upper Midwest, Lower Midwest, Lakes/Mid-Atl., Texas, Southwest, Southeast, Northeast | Commercial (New), Commercial (Existing) | Lighting | 41.3691 | 2.2031 | 5.7885 | 325.6078 | 10.4449 | 10.4923 | 10.5397 | 10.5371 | 10.4742 | 10.0747 | 10.0609 | 10.062 | 10.2527 | 10.3877 | 10.3506 | 10.4683 | 10.5434 | 10.6507 | 10.7707 | 10.9034 | 11.0231 | 11.1841 | 11.3874 | 11.6074 | 11.7665 | 11.6747 | 11.8062 | 12.0401 | 12.1327 | 12.18
Best Com. Lighting (EE+DF) | Efficient uncompeted | Northwest, Great Basin, California, Rocky Mountains, Upper Midwest, Lower Midwest, Lakes/Mid-Atl., Texas, Southwest, Southeast, Northeast | Commercial (New), Commercial (Existing) | Lighting | 41.3691 | 2.2031 | 5.7885 | 325.6078 | 9.6932 | 9.0401 | 8.4223 | 7.7808 | 7.0853 | 5.9135 | 5.3244 | 4.9594 | 5.0637 | 5.1168 | 4.8229 | 4.8654 | 4.8218 | 4.7654 | 4.7301 | 4.7189 | 4.7517 | 4.9112 | 5.1226 | 5.3537 | 5.3691 | 5.3051 | 5.4742 | 5.7121 | 5.838 | 5.8617
Best Com. Lighting (EE+DF) | Baseline competed | Northwest, Great Basin, California, Rocky Mountains, Upper Midwest, Lower Midwest, Lakes/Mid-Atl., Texas, Southwest, Southeast, Northeast | Commercial (New), Commercial (Existing) | Lighting | 41.3691 | 2.2031 | 5.7885 | 325.6078 | 7.6874 | 7.7223 | 7.7572 | 7.7553 | 7.709 | 7.2602 | 7.1151 | 7.0023 | 7.0696 | 7.0821 | 6.9384 | 6.9162 | 6.8788 | 6.8725 | 6.8852 | 6.914 | 6.941 | 6.9958 | 7.0749 | 7.1785 | 7.2465 | 7.1624 | 7.2195 | 7.3416 | 7.3788 | 7.2565
Best Com. Lighting (EE+DF) | Efficient competed | Northwest, Great Basin, California, Rocky Mountains, Upper Midwest, Lower Midwest, Lakes/Mid-Atl., Texas, Southwest, Southeast, Northeast | Commercial (New), Commercial (Existing) | Lighting | 41.3691 | 2.2031 | 5.7885 | 325.6078 | 7.1342 | 6.6535 | 6.1988 | 5.7267 | 5.2148 | 4.2634 | 3.7673 | 3.4523 | 3.4898 | 3.4876 | 3.234 | 3.2166 | 3.1488 | 3.0775 | 3.0256 | 2.9933 | 2.9922 | 3.0723 | 3.1818 | 3.3097 | 3.3044 | 3.2509 | 3.3425 | 3.4771 | 3.5433 | 3.4833
Best Com. N-Elec. Env. | Baseline uncompeted | Northwest, Great Basin, California, Rocky Mountains, Upper Midwest, Lower Midwest, Lakes/Mid-Atl., Texas, Southwest, Southeast, Northeast | Commercial (New), Commercial (Existing) | Heating (Equip.) | 48.343 | 2.0684 | 2.1945 | 40.1127 | 20.6554 | 19.9152 | 19.3866 | 19.0382 | 19.1177 | 19.1118 | 19.2219 | 19.2877 | 19.4291 | 19.4901 | 19.5307 | 19.4602 | 19.4522 | 19.5047 | 19.3362 | 19.3074 | 19.2966 | 19.1475 | 18.9741 | 18.7441 | 18.6781 | 18.8953 | 18.662 | 18.4479 | 18.3068 | 18.191
Best Com. N-Elec. Env. | Efficient uncompeted | Northwest, Great Basin, California, Rocky Mountains, Upper Midwest, Lower Midwest, Lakes/Mid-Atl., Texas, Southwest, Southeast, Northeast | Commercial (New), Commercial (Existing) | Heating (Equip.) | 48.343 | 2.0684 | 2.1945 | 40.1127 | 20.3061 | 19.2585 | 18.4482 | 17.8252 | 17.6078 | 17.3147 | 17.1317 | 16.9169 | 16.7777 | 16.5773 | 16.3682 | 16.0755 | 15.8432 | 15.6674 | 15.3209 | 15.0948 | 14.9043 | 14.6379 | 14.3667 | 14.0626 | 13.8873 | 13.9256 | 13.6339 | 13.3604 | 13.1404 | 12.939
Best Com. N-Elec. Env. | Baseline competed | Northwest, Great Basin, California, Rocky Mountains, Upper Midwest, Lower Midwest, Lakes/Mid-Atl., Texas, Southwest, Southeast, Northeast | Commercial (New), Commercial (Existing) | Heating (Equip.) | 48.343 | 2.0684 | 2.1945 | 40.1127 | 20.6554 | 19.9152 | 19.3866 | 19.0382 | 19.1177 | 19.1118 | 19.2219 | 19.2877 | 19.4291 | 19.4901 | 19.5307 | 19.4602 | 19.4522 | 19.5047 | 19.3362 | 19.294 | 19.2709 | 19.1114 | 18.9294 | 18.6931 | 18.6231 | 18.8073 | 18.5371 | 18.2289 | 17.9984 | 17.7713
Best Com. N-Elec. Env. | Efficient competed | Northwest, Great Basin, California, Rocky Mountains, Upper Midwest, Lower Midwest, Lakes/Mid-Atl., Texas, Southwest, Southeast, Northeast | Commercial (New), Commercial (Existing) | Heating (Equip.) | 48.343 | 2.0684 | 2.1945 | 40.1127 | 20.3061 | 19.2585 | 18.4482 | 17.8252 | 17.6078 | 17.3147 | 17.1317 | 16.9169 | 16.7777 | 16.5773 | 16.3682 | 16.0755 | 15.8432 | 15.6674 | 15.3209 | 15.0843 | 14.8843 | 14.6099 | 14.3324 | 14.0238 | 13.846 | 13.8627 | 13.5464 | 13.2059 | 12.9234 | 12.6475
Best Com. Plug Loads (EE+DF) | Baseline uncompeted | Northwest, Great Basin, California, Rocky Mountains, Upper Midwest, Lower Midwest, Lakes/Mid-Atl., Texas, Southwest, Southeast, Northeast | Commercial (New), Commercial (Existing) | Computers and Electronics | 3.7696 | 7.514 | 16.9766 | 1194.9197 | 21.1171 | 20.8666 | 20.7521 | 20.7372 | 20.8791 | 21.0646 | 21.4238 | 21.8162 | 22.4014 | 22.9344 | 23.2159 | 23.652 | 24.0563 | 24.5999 | 25.0552 | 25.424 | 25.8177 | 26.152 | 26.518 | 26.8005 | 27.0211 | 27.226 | 27.2907 | 27.5029 | 27.5274 | 27.4656
Best Com. Plug Loads (EE+DF) | Efficient uncompeted | Northwest, Great Basin, California, Rocky Mountains, Upper Midwest, Lower Midwest, Lakes/Mid-Atl., Texas, Southwest, Southeast, Northeast | Commercial (New), Commercial (Existing) | Computers and Electronics | 3.7696 | 7.514 | 16.9766 | 1194.9197 | 18.8049 | 16.3694 | 14.1412 | 12.0486 | 10.2866 | 9.701 | 9.5247 | 9.3688 | 9.2941 | 9.3719 | 9.3472 | 9.5213 | 9.6827 | 9.9 | 10.0835 | 10.2161 | 10.3738 | 10.5078 | 10.655 | 10.7683 | 10.7947 | 10.8773 | 10.9036 | 10.9882 | 10.9971 | 10.9677
Best Com. Plug Loads (EE+DF) | Baseline competed | Northwest, Great Basin, California, Rocky Mountains, Upper Midwest, Lower Midwest, Lakes/Mid-Atl., Texas, Southwest, Southeast, Northeast | Commercial (New), Commercial (Existing) | Computers and Electronics | 3.7696 | 7.514 | 16.9766 | 1194.9197 | 0.084468 | 0.083467 | 0.083008 | 0.082949 | 0.083516 | 0.084259 | 0.085695 | 0.087265 | 0.089606 | 0.091738 | 0.092864 | 0.094608 | 0.096225 | 0.0984 | 0.10022 | 0.1017 | 0.10327 | 0.10461 | 0.10607 | 0.1072 | 0.10808 | 0.1089 | 0.10916 | 0.11001 | 0.11011 | 0.10986
Best Com. Plug Loads (EE+DF) | Efficient competed | Northwest, Great Basin, California, Rocky Mountains, Upper Midwest, Lower Midwest, Lakes/Mid-Atl., Texas, Southwest, Southeast, Northeast | Commercial (New), Commercial (Existing) | Computers and Electronics | 3.7696 | 7.514 | 16.9766 | 1194.9197 | 0.07522 | 0.065477 | 0.056565 | 0.048194 | 0.041146 | 0.038804 | 0.038099 | 0.037475 | 0.037177 | 0.037488 | 0.037389 | 0.038085 | 0.038731 | 0.0396 | 0.040334 | 0.040865 | 0.041495 | 0.042031 | 0.04262 | 0.043073 | 0.043179 | 0.043509 | 0.043614 | 0.043953 | 0.043988 | 0.043871
Best Commercial Gas Storage WH | Baseline uncompeted | Northwest, Great Basin, California, Rocky Mountains, Upper Midwest, Lower Midwest, Lakes/Mid-Atl., Texas, Southwest, Southeast, Northeast | Commercial (New), Commercial (Existing) | Water Heating | 23.6474 | 3.7225 | 5.6344 | 106.4911 | 5.3784 | 5.2499 | 5.1997 | 5.209 | 5.2839 | 5.346 | 5.4429 | 5.5315 | 5.6509 | 5.7458 | 5.8297 | 5.8815 | 5.9528 | 6.0524 | 6.0698 | 6.1427 | 6.218 | 6.2486 | 6.2619 | 6.2643 | 6.3245 | 6.4692 | 6.4596 | 6.4613 | 6.4963 | 6.548
Best Commercial Gas Storage WH | Efficient uncompeted | Northwest, Great Basin, California, Rocky Mountains, Upper Midwest, Lower Midwest, Lakes/Mid-Atl., Texas, Southwest, Southeast, Northeast | Commercial (New), Commercial (Existing) | Water Heating | 23.6474 | 3.7225 | 5.6344 | 106.4911 | 5.3326 | 5.1622 | 5.0716 | 5.0403 | 5.0728 | 5.0932 | 5.1469 | 5.1929 | 5.2677 | 5.3238 | 5.4015 | 5.4494 | 5.5155 | 5.6077 | 5.6237 | 5.6912 | 5.7609 | 5.7892 | 5.8015 | 5.8037 | 5.8594 | 5.9931 | 5.9839 | 5.9854 | 6.0178 | 6.0656
Best Commercial Gas Storage WH | Baseline competed | Northwest, Great Basin, California, Rocky Mountains, Upper Midwest, Lower Midwest, Lakes/Mid-Atl., Texas, Southwest, Southeast, Northeast | Commercial (New), Commercial (Existing) | Water Heating | 23.6474 | 3.7225 | 5.6344 | 106.4911 | 5.3784 | 5.2499 | 5.1997 | 5.209 | 5.2839 | 4.8417 | 4.4732 | 4.137 | 3.8589 | 3.5951 | 3.3005 | 3.0268 | 2.7958 | 2.6023 | 2.3967 | 2.2345 | 2.0905 | 1.9486 | 1.8182 | 1.6999 | 1.61 | 1.5505 | 1.463 | 1.3878 | 1.3279 | 1.2251
Best Commercial Gas Storage WH | Efficient competed | Northwest, Great Basin, California, Rocky Mountains, Upper Midwest, Lower Midwest, Lakes/Mid-Atl., Texas, Southwest, Southeast, Northeast | Commercial (New), Commercial (Existing) | Water Heating | 23.6474 | 3.7225 | 5.6344 | 106.4911 | 5.3326 | 5.1622 | 5.0716 | 5.0403 | 5.0728 | 4.6142 | 4.2318 | 3.8853 | 3.598 | 3.331 | 3.0581 | 2.8045 | 2.5905 | 2.4112 | 2.2206 | 2.0703 | 1.9369 | 1.8054 | 1.6846 | 1.575 | 1.4916 | 1.4364 | 1.3553 | 1.2856 | 1.2301 | 1.1349
Best Commercial HPWH | Baseline uncompeted | Northwest, Great Basin, California, Rocky Mountains, Upper Midwest, Lower Midwest, Lakes/Mid-Atl., Texas, Southwest, Southeast, Northeast | Commercial (New), Commercial (Existing) | Water Heating | 20.5451 | 4.5722 | 6.5404 | 430.5179 | 0.63817 | 0.60731 | 0.59133 | 0.57701 | 0.56668 | 0.56002 | 0.55461 | 0.54822 | 0.54752 | 0.54475 | 0.53574 | 0.53067 | 0.52514 | 0.52116 | 0.51523 | 0.50867 | 0.5021 | 0.49436 | 0.48714 | 0.4797 | 0.47237 | 0.46371 | 0.454 | 0.44682 | 0.43775 | 0.42808
Best Commercial HPWH | Efficient uncompeted | Northwest, Great Basin, California, Rocky Mountains, Upper Midwest, Lower Midwest, Lakes/Mid-Atl., Texas, Southwest, Southeast, Northeast | Commercial (New), Commercial (Existing) | Water Heating | 20.5451 | 4.5722 | 6.5404 | 430.5179 | 0.5881 | 0.5121 | 0.45366 | 0.39891 | 0.34896 | 0.30283 | 0.25894 | 0.21599 | 0.1761 | 0.14115 | 0.1339 | 0.13263 | 0.13125 | 0.13026 | 0.12877 | 0.12713 | 0.12549 | 0.12356 | 0.12175 | 0.11989 | 0.11806 | 0.11589 | 0.11347 | 0.11167 | 0.10941 | 0.10699
Best Commercial HPWH | Baseline competed | Northwest, Great Basin, California, Rocky Mountains, Upper Midwest, Lower Midwest, Lakes/Mid-Atl., Texas, Southwest, Southeast, Northeast | Commercial (New), Commercial (Existing) | Water Heating | 20.5451 | 4.5722 | 6.5404 | 430.5179 | 0.63817 | 0.60731 | 0.59133 | 0.57701 | 0.56668 | 0.5078 | 0.45645 | 0.41034 | 0.37372 | 0.34 | 0.31609 | 0.3002 | 0.26665 | 0.23843 | 0.21276 | 0.18985 | 0.16952 | 0.15118 | 0.13516 | 0.12097 | 0.10854 | 0.097316 | 0.087154 | 0.078735 | 0.070973 | 0.064048
Best Commercial HPWH | Efficient competed | Northwest, Great Basin, California, Rocky Mountains, Upper Midwest, Lower Midwest, Lakes/Mid-Atl., Texas, Southwest, Southeast, Northeast | Commercial (New), Commercial (Existing) | Water Heating | 20.5451 | 4.5722 | 6.5404 | 430.5179 | 0.5881 | 0.5121 | 0.45366 | 0.39891 | 0.34896 | 0.27621 | 0.21519 | 0.16339 | 0.12112 | 0.088211 | 0.079 | 0.075031 | 0.066644 | 0.05959 | 0.053176 | 0.04745 | 0.042368 | 0.037786 | 0.033781 | 0.030234 | 0.027128 | 0.024322 | 0.021782 | 0.019678 | 0.017738 | 0.016007
Best Commercial HPWH (FS) | Baseline uncompeted | Northwest, Great Basin, California, Rocky Mountains, Upper Midwest, Lower Midwest, Lakes/Mid-Atl., Texas, Southwest, Southeast, Northeast | Commercial (New), Commercial (Existing) | Water Heating | -13.2152 | 55.8598 | 29.9925 | 255.2826 | 5.5443 | 5.4085 | 5.3505 | 5.3528 | 5.429 | 5.4913 | 5.5891 | 5.6781 | 5.7978 | 5.8927 | 5.9771 | 6.0285 | 6.0999 | 6.1993 | 6.2163 | 6.2887 | 6.3642 | 6.394 | 6.4073 | 6.4085 | 6.4685 | 6.6155 | 6.6052 | 6.6063 | 6.6409 | 6.6919
Best Commercial HPWH (FS) | Efficient uncompeted | Northwest, Great Basin, California, Rocky Mountains, Upper Midwest, Lower Midwest, Lakes/Mid-Atl., Texas, Southwest, Southeast, Northeast | Commercial (New), Commercial (Existing) | Water Heating | -13.2152 | 55.8598 | 29.9925 | 255.2826 | 5.4794 | 5.3084 | 5.2238 | 5.1865 | 5.1925 | 5.1979 | 5.2121 | 5.2257 | 5.2622 | 5.2789 | 5.304 | 5.3387 | 5.374 | 5.4303 | 5.4858 | 5.5223 | 5.5608 | 5.5869 | 5.62 | 5.6459 | 5.6568 | 5.635 | 5.6025 | 5.6144 | 5.5943 | 5.5607
Best Commercial HPWH (FS) | Baseline competed | Northwest, Great Basin, California, Rocky Mountains, Upper Midwest, Lower Midwest, Lakes/Mid-Atl., Texas, Southwest, Southeast, Northeast | Commercial (New), Commercial (Existing) | Water Heating | -13.2152 | 55.8598 | 29.9925 | 255.2826 | 0.16592 | 0.15854 | 0.15077 | 0.14375 | 0.14511 | 0.13229 | 0.12126 | 0.11096 | 0.10177 | 0.093297 | 0.086118 | 0.08346 | 0.081833 | 0.073731 | 0.066443 | 0.060055 | 0.054533 | 0.049272 | 0.044719 | 0.040358 | 0.03667 | 0.034017 | 0.030957 | 0.028247 | 0.025893 | 0.023706
Best Commercial HPWH (FS) | Efficient competed | Northwest, Great Basin, California, Rocky Mountains, Upper Midwest, Lower Midwest, Lakes/Mid-Atl., Texas, Southwest, Southeast, Northeast | Commercial (New), Commercial (Existing) | Water Heating | -13.2152 | 55.8598 | 29.9925 | 255.2826 | 0.15395 | 0.13632 | 0.1201 | 0.10609 | 0.097837 | 0.081423 | 0.067416 | 0.055292 | 0.044942 | 0.036413 | 0.028983 | 0.028176 | 0.02766 | 0.025277 | 0.023007 | 0.020862 | 0.018931 | 0.017137 | 0.015527 | 0.013976 | 0.012637 | 0.011483 | 0.010387 | 0.0094668 | 0.0085087 | 0.0077253
Best Commercial Refrigeration | Baseline uncompeted | Northwest, Great Basin, California, Rocky Mountains, Upper Midwest, Lower Midwest, Lakes/Mid-Atl., Texas, Southwest, Southeast, Northeast | Commercial (New), Commercial (Existing) | Refrigeration | -20.9617 | 45.3709 | 86.1939 | 5804.8465 | 18.5164 | 18.2013 | 17.9886 | 17.8342 | 17.7898 | 17.8319 | 17.9363 | 18.0473 | 18.3236 | 18.5373 | 18.5446 | 18.6849 | 18.7915 | 18.9696 | 19.0868 | 19.1556 | 19.2448 | 19.2759 | 19.3201 | 19.3374 | 19.3569 | 19.3241 | 19.2323 | 19.2233 | 19.1026 | 18.9758
Best Commercial Refrigeration | Efficient uncompeted | Northwest, Great Basin, California, Rocky Mountains, Upper Midwest, Lower Midwest, Lakes/Mid-Atl., Texas, Southwest, Southeast, Northeast | Commercial (New), Commercial (Existing) | Refrigeration | -20.9617 | 45.3709 | 86.1939 | 5804.8465 | 18.067 | 17.3324 | 16.721 | 16.1801 | 15.7511 | 15.4149 | 15.1431 | 14.8863 | 14.7658 | 14.819 | 14.8291 | 14.9429 | 15.0272 | 15.1691 | 15.2623 | 15.315 | 15.3871 | 15.4125 | 15.4497 | 15.4633 | 15.4777 | 15.4518 | 15.3773 | 15.3696 | 15.2701 | 15.1683
Best Commercial Refrigeration | Baseline competed | Northwest, Great Basin, California, Rocky Mountains, Upper Midwest, Lower Midwest, Lakes/Mid-Atl., Texas, Southwest, Southeast, Northeast | Commercial (New), Commercial (Existing) | Refrigeration | -20.9617 | 45.3709 | 86.1939 | 5804.8465 | 8e-14 | 4.8e-14 | -2.2e-14 | -1.4e-14 | -2.9e-14 | -1.8e-14 | -2e-15 | -6e-15 | -1.8e-14 | -1.7e-14 | 6.2e-14 | -4.4e-14 | -2.9e-14 | -6.7e-14 | 2.5e-14 | 4e-15 | -1.6e-14 | -1.1e-14 | -3.5e-14 | 1.4e-14 | -1.6e-14 | -4.5e-14 | -1.6e-14 | -4e-15 | 1.5e-14 | 1.8e-14
Best Commercial Refrigeration | Efficient competed | Northwest, Great Basin, California, Rocky Mountains, Upper Midwest, Lower Midwest, Lakes/Mid-Atl., Texas, Southwest, Southeast, Northeast | Commercial (New), Commercial (Existing) | Refrigeration | -20.9617 | 45.3709 | 86.1939 | 5804.8465 | 4.8e-14 | 2e-14 | -1.4e-14 | -4.1e-14 | 2.4e-14 | -2.9e-14 | -1.9e-14 | 9e-15 | 3.1e-14 | -1e-15 | -8e-15 | -1e-14 | 5.5e-14 | -2.4e-14 | -2.4e-14 | -3.2e-14 | -1.1e-14 | -3e-14 | 3.7e-14 | 4e-15 | -5e-15 | 2.9e-14 | -2.4e-14 | -1.3e-14 | 1.9e-14 | 2e-15
Best Res. ASHP, Env., PC (EE+DF-FS) | Baseline uncompeted | California, Upper Midwest, Lower Midwest, Texas, Southwest, Southeast | Residential (New), Residential (Existing) | Heating (Equip.), Cooling (Equip.) | 6.4488 | 9.4337 | 19.5383 | 392.2367 | 27.6689 | 26.9546 | 26.514 | 26.2434 | 26.3818 | 26.6698 | 27.0107 | 27.2847 | 27.9329 | 28.4376 | 28.8285 | 29.2209 | 29.72 | 30.3294 | 30.7021 | 31.0205 | 31.5597 | 32.0024 | 32.4062 | 32.8001 | 33.3514 | 34.0013 | 34.3531 | 34.7163 | 35.1162 | 35.2704
Best Res. ASHP, Env., PC (EE+DF-FS) | Efficient uncompeted | California, Upper Midwest, Lower Midwest, Texas, Southwest, Southeast | Residential (New), Residential (Existing) | Heating (Equip.), Cooling (Equip.) | 6.4488 | 9.4337 | 19.5383 | 392.2367 | 26.6648 | 25.0484 | 23.7645 | 22.6848 | 21.9693 | 21.1494 | 20.5785 | 19.9511 | 19.6118 | 19.1491 | 18.3672 | 17.8039 | 17.2989 | 16.8401 | 16.262 | 15.5498 | 15.0447 | 14.5004 | 13.9483 | 13.4128 | 12.5934 | 12.1224 | 12.0532 | 12.199 | 12.3523 | 12.2943
Best Res. ASHP, Env., PC (EE+DF-FS) | Baseline competed | California, Upper Midwest, Lower Midwest, Texas, Southwest, Southeast | Residential (New), Residential (Existing) | Heating (Equip.), Cooling (Equip.) | 6.4488 | 9.4337 | 19.5383 | 392.2367 | 0.68964 | 0.65735 | 0.63517 | 0.6201 | 0.62192 | 0.60504 | 0.57426 | 0.54444 | 0.51891 | 0.49394 | 0.45598 | 0.4333 | 0.41399 | 0.39762 | 0.37797 | 0.35837 | 0.34318 | 0.32692 | 0.31065 | 0.29468 | 0.28198 | 0.27361 | 0.2586 | 0.24436 | 0.23177 | 0.21804
Best Res. ASHP, Env., PC (EE+DF-FS) | Efficient competed | California, Upper Midwest, Lower Midwest, Texas, Southwest, Southeast | Residential (New), Residential (Existing) | Heating (Equip.), Cooling (Equip.) | 6.4488 | 9.4337 | 19.5383 | 392.2367 | 0.66859 | 0.619 | 0.58154 | 0.55224 | 0.53744 | 0.49039 | 0.44643 | 0.40492 | 0.37038 | 0.33715 | 0.29388 | 0.26612 | 0.24155 | 0.21976 | 0.19808 | 0.17629 | 0.15841 | 0.14182 | 0.12629 | 0.11245 | 0.099118 | 0.086038 | 0.078492 | 0.074203 | 0.070337 | 0.065732
Best Res. ASHP, Env., PC (EE+DF-FS) CC | Baseline uncompeted | Northwest, Great Basin, Rocky Mountains, Upper Midwest, Lakes/Mid-Atl., Northeast | Residential (New), Residential (Existing) | Heating (Equip.), Cooling (Equip.) | 2.4068 | 12.4667 | 19.0395 | 368.979 | 42.4532 | 40.9003 | 39.7414 | 38.9626 | 38.9347 | 38.7969 | 38.9347 | 39.0963 | 39.4566 | 39.7702 | 41.6296 | 41.7701 | 42.0204 | 42.4119 | 42.5349 | 42.5414 | 42.8717 | 43.0202 | 43.1052 | 43.0805 | 43.2984 | 44.0242 | 44.039 | 44.0987 | 44.1504 | 44.0688
Best Res. ASHP, Env., PC (EE+DF-FS) CC | Efficient uncompeted | Northwest, Great Basin, Rocky Mountains, Upper Midwest, Lakes/Mid-Atl., Northeast | Residential (New), Residential (Existing) | Heating (Equip.), Cooling (Equip.) | 2.4068 | 12.4667 | 19.0395 | 368.979 | 41.1801 | 38.5344 | 36.3998 | 34.7148 | 33.6999 | 32.5049 | 31.6262 | 30.8005 | 30.1 | 29.4151 | 29.6297 | 28.7729 | 27.9508 | 27.2192 | 26.4759 | 25.5921 | 24.8391 | 23.9982 | 23.1328 | 22.226 | 21.3003 | 20.6217 | 20.3265 | 20.2869 | 20.1527 | 20.0365
Best Res. ASHP, Env., PC (EE+DF-FS) CC | Baseline competed | Northwest, Great Basin, Rocky Mountains, Upper Midwest, Lakes/Mid-Atl., Northeast | Residential (New), Residential (Existing) | Heating (Equip.), Cooling (Equip.) | 2.4068 | 12.4667 | 19.0395 | 368.979 | 0.29998 | 0.2868 | 0.27787 | 0.27201 | 0.27358 | 0.2762 | 0.26348 | 0.25114 | 0.24053 | 0.23009 | 0.20947 | 0.19996 | 0.19189 | 0.1851 | 0.17667 | 0.16697 | 0.16053 | 0.15356 | 0.14648 | 0.1395 | 0.1331 | 0.12993 | 0.12348 | 0.11734 | 0.11187 | 0.10622
Best Res. ASHP, Env., PC (EE+DF-FS) CC | Efficient competed | Northwest, Great Basin, Rocky Mountains, Upper Midwest, Lakes/Mid-Atl., Northeast | Residential (New), Residential (Existing) | Heating (Equip.), Cooling (Equip.) | 2.4068 | 12.4667 | 19.0395 | 368.979 | 0.29387 | 0.27619 | 0.26357 | 0.25446 | 0.25195 | 0.23786 | 0.21922 | 0.202 | 0.18658 | 0.17207 | 0.14563 | 0.13341 | 0.1227 | 0.11331 | 0.10401 | 0.09325 | 0.085394 | 0.077789 | 0.070517 | 0.063824 | 0.056925 | 0.050835 | 0.047098 | 0.044775 | 0.042497 | 0.040147
Best Res. ASHP, Env., PC (EE+DF-LFL) | Baseline uncompeted | California, Upper Midwest, Lower Midwest, Texas, Southwest, Southeast | Residential (New), Residential (Existing) | Heating (Equip.), Cooling (Equip.) | 10.441 | 7.4184 | 16.7862 | 1004.9061 | 13.5025 | 13.3811 | 13.3155 | 13.2852 | 13.3576 | 13.6724 | 13.8765 | 14.0278 | 14.4826 | 14.7951 | 14.6575 | 14.9432 | 15.3227 | 15.7344 | 16.0199 | 16.2289 | 16.492 | 16.752 | 17.0128 | 17.3202 | 17.594 | 17.8541 | 18.1198 | 18.3738 | 18.627 | 18.6638
Best Res. ASHP, Env., PC (EE+DF-LFL) | Efficient uncompeted | California, Upper Midwest, Lower Midwest, Texas, Southwest, Southeast | Residential (New), Residential (Existing) | Heating (Equip.), Cooling (Equip.) | 10.441 | 7.4184 | 16.7862 | 1004.9061 | 12.883 | 12.1746 | 11.5453 | 10.9694 | 10.4964 | 10.0199 | 9.6204 | 9.1856 | 8.9435 | 8.6049 | 7.9021 | 7.5382 | 7.2172 | 6.9027 | 6.5697 | 6.2711 | 6.3552 | 6.4567 | 6.5658 | 6.6934 | 6.7447 | 6.8602 | 6.9779 | 7.0928 | 7.2062 | 7.2302
Best Res. ASHP, Env., PC (EE+DF-LFL) | Baseline competed | California, Upper Midwest, Lower Midwest, Texas, Southwest, Southeast | Residential (New), Residential (Existing) | Heating (Equip.), Cooling (Equip.) | 10.441 | 7.4184 | 16.7862 | 1004.9061 | 0.029998 | 0.029859 | 0.029888 | 0.030023 | 0.030468 | 0.029517 | 0.02796 | 0.026387 | 0.027407 | 0.028129 | 0.028118 | 0.029072 | 0.030174 | 0.0313 | 0.032108 | 0.031442 | 0.030983 | 0.030598 | 0.030274 | 0.030078 | 0.029995 | 0.029915 | 0.029888 | 0.029882 | 0.029923 | 0.029695
Best Res. ASHP, Env., PC (EE+DF-LFL) | Efficient competed | California, Upper Midwest, Lower Midwest, Texas, Southwest, Southeast | Residential (New), Residential (Existing) | Heating (Equip.), Cooling (Equip.) | 10.441 | 7.4184 | 16.7862 | 1004.9061 | 0.028775 | 0.027465 | 0.026349 | 0.025354 | 0.024634 | 0.022331 | 0.020181 | 0.018134 | 0.017849 | 0.01734 | 0.016163 | 0.015729 | 0.015338 | 0.014917 | 0.014392 | 0.01334 | 0.013079 | 0.012889 | 0.01274 | 0.012646 | 0.012463 | 0.012431 | 0.012423 | 0.012426 | 0.012447 | 0.012363
Best Res. ASHP, Env., PC (EE+DF-LFL) CC | Baseline uncompeted | Northwest, Great Basin, Rocky Mountains, Upper Midwest, Lakes/Mid-Atl., Northeast | Residential (New), Residential (Existing) | Heating (Equip.), Cooling (Equip.) | 4.6929 | 10.5985 | 27.7656 | 1354.7158 | 4.151 | 4.154 | 4.1603 | 4.1855 | 4.2278 | 4.4352 | 4.4794 | 4.5465 | 4.6012 | 4.6796 | 4.7173 | 4.7905 | 4.858 | 4.9386 | 5.0186 | 5.0252 | 5.0986 | 5.1637 | 5.2219 | 5.27 | 5.2596 | 5.3216 | 5.3767 | 5.4444 | 5.4783 | 5.4879
Best Res. ASHP, Env., PC (EE+DF-LFL) CC | Efficient uncompeted | Northwest, Great Basin, Rocky Mountains, Upper Midwest, Lakes/Mid-Atl., Northeast | Residential (New), Residential (Existing) | Heating (Equip.), Cooling (Equip.) | 4.6929 | 10.5985 | 27.7656 | 1354.7158 | 3.9843 | 3.826 | 3.6755 | 3.5456 | 3.4337 | 3.3434 | 3.2103 | 3.0937 | 2.9684 | 2.8599 | 2.6419 | 2.522 | 2.3948 | 2.2734 | 2.182 | 2.1058 | 2.1169 | 2.1314 | 2.1563 | 2.1836 | 2.1854 | 2.2215 | 2.2549 | 2.2943 | 2.3168 | 2.3212
Best Res. ASHP, Env., PC (EE+DF-LFL) CC | Baseline competed | Northwest, Great Basin, Rocky Mountains, Upper Midwest, Lakes/Mid-Atl., Northeast | Residential (New), Residential (Existing) | Heating (Equip.), Cooling (Equip.) | 4.6929 | 10.5985 | 27.7656 | 1354.7158 | 0.00058762 | 0.00059801 | 0.00060934 | 0.00062419 | 0.00064435 | 0.00068859 | 0.00067792 | 0.00067208 | 0.0023075 | 0.0038714 | 0.0054699 | 0.0071028 | 0.0086487 | 0.010151 | 0.011573 | 0.012064 | 0.012742 | 0.01338 | 0.013978 | 0.014516 | 0.014862 | 0.015448 | 0.015998 | 0.016568 | 0.017025 | 0.017423
Best Res. ASHP, Env., PC (EE+DF-LFL) CC | Efficient competed | Northwest, Great Basin, Rocky Mountains, Upper Midwest, Lakes/Mid-Atl., Northeast | Residential (New), Residential (Existing) | Heating (Equip.), Cooling (Equip.) | 4.6929 | 10.5985 | 27.7656 | 1354.7158 | 0.00057107 | 0.00056483 | 0.00055933 | 0.0005568 | 0.00055854 | 0.00054705 | 0.00051763 | 0.00049262 | 0.0015919 | 0.0025548 | 0.0033106 | 0.0040928 | 0.0047308 | 0.0052602 | 0.0057131 | 0.0057859 | 0.0060422 | 0.0062829 | 0.0065432 | 0.0068005 | 0.0069781 | 0.0072679 | 0.0075412 | 0.0078262 | 0.0080508 | 0.0082273
Best Res. ASHP, Env., PC (EE+DF-RST) | Baseline uncompeted | California, Upper Midwest, Lower Midwest, Texas, Southwest, Southeast | Residential (New), Residential (Existing) | Heating (Equip.), Cooling (Equip.) | -0.6334 | 15.7882 | 33.6563 | 2192.0426 | 12.7142 | 12.5671 | 12.4715 | 12.3975 | 12.4094 | 12.5259 | 12.6452 | 12.7125 | 13.0241 | 13.21 | 13.2317 | 13.3882 | 13.5808 | 13.8033 | 13.9465 | 14.0283 | 14.2354 | 14.4205 | 14.5982 | 14.7849 | 15.067 | 15.1851 | 15.3162 | 15.4587 | 15.6068 | 15.6124
Best Res. ASHP, Env., PC (EE+DF-RST) | Efficient uncompeted | California, Upper Midwest, Lower Midwest, Texas, Southwest, Southeast | Residential (New), Residential (Existing) | Heating (Equip.), Cooling (Equip.) | -0.6334 | 15.7882 | 33.6563 | 2192.0426 | 12.2299 | 11.622 | 11.0826 | 10.5794 | 10.1639 | 9.7344 | 9.4 | 9.0298 | 8.8329 | 8.5485 | 8.0353 | 7.7226 | 7.431 | 7.1538 | 6.8342 | 6.4434 | 6.1504 | 5.8487 | 5.5513 | 5.2673 | 4.9792 | 4.9004 | 4.9396 | 5.0044 | 5.0718 | 5.0574
Best Res. ASHP, Env., PC (EE+DF-RST) | Baseline competed | California, Upper Midwest, Lower Midwest, Texas, Southwest, Southeast | Residential (New), Residential (Existing) | Heating (Equip.), Cooling (Equip.) | -0.6334 | 15.7882 | 33.6563 | 2192.0426 | 0.0056269 | 0.005583 | 0.0055833 | 0.0056144 | 0.0057074 | 0.0054596 | 0.0052267 | 0.0049858 | 0.0052249 | 0.0053986 | 0.0055725 | 0.0057778 | 0.0059832 | 0.0061886 | 0.0063457 | 0.0063174 | 0.0063431 | 0.0063615 | 0.006378 | 0.0063996 | 0.0064601 | 0.0064842 | 0.0064984 | 0.0065187 | 0.0065448 | 0.0065273
Best Res. ASHP, Env., PC (EE+DF-RST) | Efficient competed | California, Upper Midwest, Lower Midwest, Texas, Southwest, Southeast | Residential (New), Residential (Existing) | Heating (Equip.), Cooling (Equip.) | -0.6334 | 15.7882 | 33.6563 | 2192.0426 | 0.0054126 | 0.0051604 | 0.0049541 | 0.0047777 | 0.0046545 | 0.0042472 | 0.0039082 | 0.0035775 | 0.0035656 | 0.0035032 | 0.0033804 | 0.0033166 | 0.0032465 | 0.0031698 | 0.0030626 | 0.0028516 | 0.0026856 | 0.0025202 | 0.0023611 | 0.002212 | 0.0020693 | 0.0020241 | 0.002025 | 0.0020375 | 0.0020522 | 0.002039
Best Res. ASHP, Env., PC (EE+DF-RST) CC | Baseline uncompeted | Northwest, Great Basin, Rocky Mountains, Upper Midwest, Lakes/Mid-Atl., Northeast | Residential (New), Residential (Existing) | Heating (Equip.), Cooling (Equip.) | -0.3785 | 15.4642 | 35.978 | 1965.0945 | 7.6724 | 7.6435 | 7.626 | 7.6495 | 7.6893 | 7.8792 | 7.9236 | 8.0025 | 8.0754 | 8.1731 | 8.386 | 8.455 | 8.5393 | 8.6354 | 8.7625 | 8.7857 | 8.8773 | 8.9477 | 9.0061 | 9.0615 | 9.0266 | 9.0936 | 9.1372 | 9.2132 | 9.2387 | 9.1525
Best Res. ASHP, Env., PC (EE+DF-RST) CC | Efficient uncompeted | Northwest, Great Basin, Rocky Mountains, Upper Midwest, Lakes/Mid-Atl., Northeast | Residential (New), Residential (Existing) | Heating (Equip.), Cooling (Equip.) | -0.3785 | 15.4642 | 35.978 | 1965.0945 | 7.4242 | 7.1535 | 6.8992 | 6.6864 | 6.4924 | 6.3339 | 6.1268 | 5.9469 | 5.7631 | 5.5974 | 5.3798 | 5.1752 | 4.9789 | 4.7883 | 4.614 | 4.3697 | 4.1717 | 3.9652 | 3.7606 | 3.5598 | 3.3392 | 3.2936 | 3.3164 | 3.3555 | 3.3758 | 3.3688
Best Res. ASHP, Env., PC (EE+DF-RST) CC | Baseline competed | Northwest, Great Basin, Rocky Mountains, Upper Midwest, Lakes/Mid-Atl., Northeast | Residential (New), Residential (Existing) | Heating (Equip.), Cooling (Equip.) | -0.3785 | 15.4642 | 35.978 | 1965.0945 | 0.00041473 | 0.0004145 | 0.00041622 | 0.00042142 | 0.00042872 | 0.00042845 | 0.00042089 | 0.00041581 | 0.00095588 | 0.0014514 | 0.0020866 | 0.0026266 | 0.0031237 | 0.0035814 | 0.0040101 | 0.0041938 | 0.004378 | 0.0045299 | 0.0046565 | 0.004773 | 0.0048599 | 0.0049414 | 0.0050623 | 0.005178 | 0.0052631 | 0.0053075
Best Res. ASHP, Env., PC (EE+DF-RST) CC | Efficient competed | Northwest, Great Basin, Rocky Mountains, Upper Midwest, Lakes/Mid-Atl., Northeast | Residential (New), Residential (Existing) | Heating (Equip.), Cooling (Equip.) | -0.3785 | 15.4642 | 35.978 | 1965.0945 | 0.00040131 | 0.00038781 | 0.00037623 | 0.0003678 | 0.00036116 | 0.00034416 | 0.00032564 | 0.0003095 | 0.00064898 | 0.00093152 | 0.0012615 | 0.0015095 | 0.0017044 | 0.0018521 | 0.001962 | 0.0019329 | 0.0018985 | 0.001844 | 0.0017783 | 0.0017067 | 0.0016323 | 0.0016233 | 0.0016647 | 0.0017084 | 0.001742 | 0.0017604
Best Res. Clothes Dryer (EE+DF) | Baseline uncompeted | Northwest, Great Basin, California, Rocky Mountains, Upper Midwest, Lower Midwest, Lakes/Mid-Atl., Texas, Southwest, Southeast, Northeast | Residential (New), Residential (Existing) | Other | 4.6973 | 9.5671 | 22.3812 | 1746.8505 | 9.8182 | 9.8603 | 9.9278 | 10.0256 | 10.1708 | 10.4576 | 10.6575 | 10.849 | 11.1291 | 11.3765 | 11.5128 | 11.737 | 11.9698 | 12.225 | 12.4557 | 12.6537 | 12.8706 | 13.0606 | 13.2411 | 13.4206 | 13.6027 | 13.7452 | 13.8779 | 14.026 | 14.1346 | 14.1454
Best Res. Clothes Dryer (EE+DF) | Efficient uncompeted | Northwest, Great Basin, California, Rocky Mountains, Upper Midwest, Lower Midwest, Lakes/Mid-Atl., Texas, Southwest, Southeast, Northeast | Residential (New), Residential (Existing) | Other | 4.6973 | 9.5671 | 22.3812 | 1746.8505 | 9.3366 | 8.9065 | 8.5067 | 8.1373 | 7.8073 | 7.5013 | 7.188 | 6.864 | 6.587 | 6.2823 | 5.9586 | 5.6365 | 5.3355 | 5.2745 | 5.3724 | 5.4749 | 5.5712 | 5.6568 | 5.7366 | 5.8161 | 5.9483 | 6.0101 | 6.0692 | 6.1355 | 6.1861 | 6.2296
Best Res. Clothes Dryer (EE+DF) | Baseline competed | Northwest, Great Basin, California, Rocky Mountains, Upper Midwest, Lower Midwest, Lakes/Mid-Atl., Texas, Southwest, Southeast, Northeast | Residential (New), Residential (Existing) | Other | 4.6973 | 9.5671 | 22.3812 | 1746.8505 | -1e-15 | -3e-15 | 0 | -4e-15 | -2e-15 | -3e-15 | -1e-15 | 4e-15 | -1.1e-14 | 7e-15 | -4e-15 | 3e-15 | 4e-15 | 2e-15 | -2e-15 | -8e-15 | -1e-15 | 3e-15 | -6e-15 | -5e-15 | -7e-15 | -7e-15 | -1.4e-14 | 5e-15 | 3e-15 | 1.3e-14
Best Res. Clothes Dryer (EE+DF) | Efficient competed | Northwest, Great Basin, California, Rocky Mountains, Upper Midwest, Lower Midwest, Lakes/Mid-Atl., Texas, Southwest, Southeast, Northeast | Residential (New), Residential (Existing) | Other | 4.6973 | 9.5671 | 22.3812 | 1746.8505 | 5e-15 | 5e-15 | -5e-15 | -1e-15 | -4e-15 | -3e-15 | -2e-15 | -4e-15 | -4e-15 | 2e-15 | -2e-15 | 1e-15 | 1e-15 | -1e-15 | 0 | 1e-15 | -2e-15 | 0 | 0 | -1e-15 | -3e-15 | -1e-15 | 2e-15 | -1e-15 | 1e-15 | -1e-15
Best Res. Clothes Washer (EE+DF) | Baseline uncompeted | Northwest, Great Basin, California, Rocky Mountains, Upper Midwest, Lower Midwest, Lakes/Mid-Atl., Texas, Southwest, Southeast, Northeast | Residential (New), Residential (Existing) | Other | -21.7229 | 82.3855 | 248.1534 | 24286.2603 | 1.6794 | 1.6661 | 1.66 | 1.662 | 1.6745 | 1.7236 | 1.7505 | 1.7774 | 1.8185 | 1.8562 | 1.8586 | 1.887 | 1.9166 | 1.9513 | 1.9818 | 2.0035 | 2.0317 | 2.0548 | 2.0764 | 2.0963 | 2.1205 | 2.1342 | 2.1438 | 2.1576 | 2.1628 | 2.1496
Best Res. Clothes Washer (EE+DF) | Efficient uncompeted | Northwest, Great Basin, California, Rocky Mountains, Upper Midwest, Lower Midwest, Lakes/Mid-Atl., Texas, Southwest, Southeast, Northeast | Residential (New), Residential (Existing) | Other | -21.7229 | 82.3855 | 248.1534 | 24286.2603 | 1.642 | 1.5927 | 1.5516 | 1.5187 | 1.4959 | 1.482 | 1.4673 | 1.4522 | 1.448 | 1.4401 | 1.4244 | 1.4305 | 1.4531 | 1.4798 | 1.5034 | 1.5268 | 1.549 | 1.5677 | 1.585 | 1.6009 | 1.6434 | 1.6538 | 1.6615 | 1.6725 | 1.6775 | 1.6801
Best Res. Clothes Washer (EE+DF) | Baseline competed | Northwest, Great Basin, California, Rocky Mountains, Upper Midwest, Lower Midwest, Lakes/Mid-Atl., Texas, Southwest, Southeast, Northeast | Residential (New), Residential (Existing) | Other | -21.7229 | 82.3855 | 248.1534 | 24286.2603 | 0.0002025 | 0.00020081 | 0.00019992 | 0.00019996 | 0.00020128 | 0.00020254 | 0.0002014 | 0.00020052 | 0.00020148 | 0.00020227 | 0.00019933 | 0.00019914 | 0.00019928 | 0.00020015 | 0.00020075 | 0.00020063 | 0.00020129 | 0.00020156 | 0.00020179 | 0.00020195 | 0.00020229 | 0.00020173 | 0.00020089 | 0.00020052 | 0.00019944 | 0.00019672
Best Res. Clothes Washer (EE+DF) | Efficient competed | Northwest, Great Basin, California, Rocky Mountains, Upper Midwest, Lower Midwest, Lakes/Mid-Atl., Texas, Southwest, Southeast, Northeast | Residential (New), Residential (Existing) | Other | -21.7229 | 82.3855 | 248.1534 | 24286.2603 | 0.000198 | 0.00019197 | 0.00018686 | 0.00018273 | 0.00017982 | 0.00017418 | 0.00016886 | 0.00016387 | 0.00016045 | 0.00015693 | 0.00015276 | 0.00015094 | 0.00015107 | 0.00015177 | 0.00015227 | 0.00015286 | 0.00015344 | 0.00015376 | 0.00015401 | 0.0001542 | 0.00015675 | 0.0001563 | 0.00015567 | 0.00015542 | 0.00015467 | 0.00015373
Best Res. Dishwasher (EE+DF) | Baseline uncompeted | Northwest, Great Basin, California, Rocky Mountains, Upper Midwest, Lower Midwest, Lakes/Mid-Atl., Texas, Southwest, Southeast, Northeast | Residential (New), Residential (Existing) | Other | -13.0687 | 54.8832 | 176.108 | 12151.3984 | 1.4437 | 1.4409 | 1.4442 | 1.4553 | 1.4771 | 1.6242 | 1.6648 | 1.7074 | 1.7657 | 1.8232 | 1.8715 | 1.9204 | 1.9714 | 2.0278 | 2.0803 | 2.1308 | 2.1824 | 2.2293 | 2.2754 | 2.3202 | 2.3972 | 2.4355 | 2.4689 | 2.5064 | 2.5347 | 2.5413
Best Res. Dishwasher (EE+DF) | Efficient uncompeted | Northwest, Great Basin, California, Rocky Mountains, Upper Midwest, Lower Midwest, Lakes/Mid-Atl., Texas, Southwest, Southeast, Northeast | Residential (New), Residential (Existing) | Other | -13.0687 | 54.8832 | 176.108 | 12151.3984 | 1.3816 | 1.3192 | 1.2642 | 1.2174 | 1.1799 | 1.2178 | 1.1863 | 1.1549 | 1.1321 | 1.1065 | 1.0858 | 1.0525 | 1.0187 | 0.98654 | 0.95344 | 0.94162 | 0.96305 | 0.98435 | 1.0048 | 1.0248 | 1.0633 | 1.0798 | 1.0946 | 1.1112 | 1.1241 | 1.1366
Best Res. Dishwasher (EE+DF) | Baseline competed | Northwest, Great Basin, California, Rocky Mountains, Upper Midwest, Lower Midwest, Lakes/Mid-Atl., Texas, Southwest, Southeast, Northeast | Residential (New), Residential (Existing) | Other | -13.0687 | 54.8832 | 176.108 | 12151.3984 | 1.0371e-05 | 1.0278e-05 | 1.0172e-05 | 1.0078e-05 | 1.0024e-05 | 1.077e-05 | 1.0769e-05 | 1.0759e-05 | 1.0831e-05 | 1.0881e-05 | 1.0843e-05 | 1.0795e-05 | 1.0747e-05 | 1.0719e-05 | 1.0634e-05 | 1.0528e-05 | 1.042e-05 | 1.0284e-05 | 1.0139e-05 | 9.9861e-06 | 9.9558e-06 | 9.7589e-06 | 9.5429e-06 | 9.3462e-06 | 9.1163e-06 | 8.8132e-06
Best Res. Dishwasher (EE+DF) | Efficient competed | Northwest, Great Basin, California, Rocky Mountains, Upper Midwest, Lower Midwest, Lakes/Mid-Atl., Texas, Southwest, Southeast, Northeast | Residential (New), Residential (Existing) | Other | -13.0687 | 54.8832 | 176.108 | 12151.3984 | 9.9251e-06 | 9.4137e-06 | 8.9138e-06 | 8.4456e-06 | 8.0281e-06 | 8.1037e-06 | 7.7044e-06 | 7.3094e-06 | 6.9757e-06 | 6.6324e-06 | 6.315e-06 | 5.9357e-06 | 5.5676e-06 | 5.2232e-06 | 4.8761e-06 | 4.6503e-06 | 4.5956e-06 | 4.538e-06 | 4.4745e-06 | 4.4077e-06 | 4.4122e-06 | 4.3229e-06 | 4.2271e-06 | 4.1397e-06 | 4.0392e-06 | 3.9382e-06
Best Res. GSHP (FS) | Baseline uncompeted | Northwest, Great Basin, California, Rocky Mountains, Upper Midwest, Lower Midwest, Lakes/Mid-Atl., Texas, Southwest, Southeast, Northeast | Residential (New), Residential (Existing) | Heating (Equip.), Cooling (Equip.) | -16.4479 | 69.1669 | 109.6837 | 1387.8262 | 73.7936 | 71.1012 | 69.152 | 67.8239 | 67.7859 | 67.8152 | 68.119 | 68.3831 | 69.1856 | 69.7864 | 70.2488 | 70.5644 | 71.0967 | 71.8759 | 72.1168 | 72.7161 | 73.373 | 73.7156 | 73.9502 | 74.0559 | 74.5333 | 75.7925 | 75.9168 | 76.0659 | 76.2847 | 76.4797
Best Res. GSHP (FS) | Efficient uncompeted | Northwest, Great Basin, California, Rocky Mountains, Upper Midwest, Lower Midwest, Lakes/Mid-Atl., Texas, Southwest, Southeast, Northeast | Residential (New), Residential (Existing) | Heating (Equip.), Cooling (Equip.) | -16.4479 | 69.1669 | 109.6837 | 1387.8262 | 72.1879 | 68.1727 | 65.077 | 62.7025 | 61.4657 | 60.3253 | 59.4245 | 58.5426 | 58.098 | 57.5478 | 56.7153 | 55.942 | 55.3006 | 54.8347 | 54.215 | 53.7105 | 53.2039 | 52.5518 | 51.8833 | 51.1715 | 50.5583 | 50.0039 | 49.8173 | 49.9811 | 49.9313 | 49.823
Best Res. GSHP (FS) | Baseline competed | Northwest, Great Basin, California, Rocky Mountains, Upper Midwest, Lower Midwest, Lakes/Mid-Atl., Texas, Southwest, Southeast, Northeast | Residential (New), Residential (Existing) | Heating (Equip.), Cooling (Equip.) | -16.4479 | 69.1669 | 109.6837 | 1387.8262 | 8.3483e-11 | 8.0166e-11 | 7.8344e-11 | 7.7883e-11 | 7.9679e-11 | 7.5524e-11 | 7.1797e-11 | 6.8416e-11 | 6.5281e-11 | 6.2482e-11 | 5.9714e-11 | 5.676e-11 | 5.4455e-11 | 5.2429e-11 | 4.9927e-11 | 4.7942e-11 | 4.5959e-11 | 4.3957e-11 | 4.1754e-11 | 3.9796e-11 | 3.8259e-11 | 3.7165e-11 | 3.5332e-11 | 3.3362e-11 | 3.1801e-11 | 3.0169e-11
Best Res. GSHP (FS) | Efficient competed | Northwest, Great Basin, California, Rocky Mountains, Upper Midwest, Lower Midwest, Lakes/Mid-Atl., Texas, Southwest, Southeast, Northeast | Residential (New), Residential (Existing) | Heating (Equip.), Cooling (Equip.) | -16.4479 | 69.1669 | 109.6837 | 1387.8262 | 8.3115e-11 | 7.9828e-11 | 7.8628e-11 | 7.8579e-11 | 8.091e-11 | 7.5116e-11 | 7.006e-11 | 6.5411e-11 | 6.1176e-11 | 5.7377e-11 | 5.3455e-11 | 5.0135e-11 | 4.7084e-11 | 4.4669e-11 | 4.1945e-11 | 3.9715e-11 | 3.7216e-11 | 3.5152e-11 | 3.3058e-11 | 3.1171e-11 | 2.9409e-11 | 2.7107e-11 | 2.5334e-11 | 2.4092e-11 | 2.2943e-11 | 2.1592e-11
Best Res. GSHP (LFL) | Baseline uncompeted | Northwest, Great Basin, California, Rocky Mountains, Upper Midwest, Lower Midwest, Lakes/Mid-Atl., Texas, Southwest, Southeast, Northeast | Residential (New), Residential (Existing) | Heating (Equip.), Cooling (Equip.) | 999 | 0 | -12.7543 | -791.2073 | 0.85967 | 0.89142 | 0.92567 | 0.96205 | 1.0027 | 1.0447 | 1.0896 | 1.1369 | 1.194 | 1.2488 | 1.3001 | 1.3618 | 1.425 | 1.4926 | 1.5569 | 1.6225 | 1.6865 | 1.7453 | 1.8018 | 1.8558 | 1.9114 | 1.961 | 2.0086 | 2.0598 | 2.1013 | 2.1408
Best Res. GSHP (LFL) | Efficient uncompeted | Northwest, Great Basin, California, Rocky Mountains, Upper Midwest, Lower Midwest, Lakes/Mid-Atl., Texas, Southwest, Southeast, Northeast | Residential (New), Residential (Existing) | Heating (Equip.), Cooling (Equip.) | 999 | 0 | -12.7543 | -791.2073 | 0.84739 | 0.86682 | 0.88852 | 0.91201 | 0.93919 | 0.96729 | 0.99764 | 1.0296 | 1.07 | 1.1076 | 1.1416 | 1.1841 | 1.2272 | 1.2733 | 1.3158 | 1.3589 | 1.4014 | 1.4423 | 1.4848 | 1.5276 | 1.5742 | 1.6169 | 1.658 | 1.7022 | 1.7386 | 1.7731
Best Res. GSHP (LFL) | Baseline competed | Northwest, Great Basin, California, Rocky Mountains, Upper Midwest, Lower Midwest, Lakes/Mid-Atl., Texas, Southwest, Southeast, Northeast | Residential (New), Residential (Existing) | Heating (Equip.), Cooling (Equip.) | 999 | 0 | -12.7543 | -791.2073 | 0.84664 | 0.87781 | 0.91134 | 0.94688 | 0.98648 | 1.0274 | 1.0711 | 1.1169 | 1.1717 | 1.223 | 1.257 | 1.3023 | 1.3506 | 1.4042 | 1.4555 | 1.5093 | 1.5629 | 1.6129 | 1.6618 | 1.7094 | 1.7596 | 1.8049 | 1.8492 | 1.8975 | 1.9375 | 1.9762
Best Res. GSHP (LFL) | Efficient competed | Northwest, Great Basin, California, Rocky Mountains, Upper Midwest, Lower Midwest, Lakes/Mid-Atl., Texas, Southwest, Southeast, Northeast | Residential (New), Residential (Existing) | Heating (Equip.), Cooling (Equip.) | 999 | 0 | -12.7543 | -791.2073 | 0.83455 | 0.85358 | 0.87476 | 0.89763 | 0.92403 | 0.95126 | 0.98064 | 1.0115 | 1.05 | 1.0847 | 1.1036 | 1.1322 | 1.1628 | 1.1976 | 1.2297 | 1.2636 | 1.2981 | 1.3322 | 1.3687 | 1.4064 | 1.4484 | 1.4875 | 1.5258 | 1.5675 | 1.6025 | 1.6363
Best Res. GSHP (RST) | Baseline uncompeted | Northwest, Great Basin, California, Rocky Mountains, Upper Midwest, Lower Midwest, Lakes/Mid-Atl., Texas, Southwest, Southeast, Northeast | Residential (New), Residential (Existing) | Heating (Equip.), Cooling (Equip.) | -13.9267 | 51.4326 | 98.1281 | 6374.9544 | 19.8451 | 19.6218 | 19.4554 | 19.3509 | 19.3431 | 19.4162 | 19.4921 | 19.5479 | 19.828 | 19.9978 | 20.0278 | 20.1581 | 20.33 | 20.5366 | 20.6945 | 20.8904 | 21.0782 | 21.2235 | 21.3504 | 21.4848 | 21.614 | 21.6817 | 21.7449 | 21.8412 | 21.9047 | 21.8828
Best Res. GSHP (RST) | Efficient uncompeted | Northwest, Great Basin, California, Rocky Mountains, Upper Midwest, Lower Midwest, Lakes/Mid-Atl., Texas, Southwest, Southeast, Northeast | Residential (New), Residential (Existing) | Heating (Equip.), Cooling (Equip.) | -13.9267 | 51.4326 | 98.1281 | 6374.9544 | 19.1353 | 18.2358 | 17.4198 | 16.6846 | 16.0553 | 15.5124 | 14.9867 | 14.4594 | 14.1057 | 13.6838 | 13.1792 | 12.7504 | 12.3604 | 12.0007 | 11.6165 | 11.2569 | 10.9024 | 10.5418 | 10.2043 | 9.896 | 9.6879 | 9.6393 | 9.7332 | 9.8671 | 9.9839 | 10.0611
Best Res. GSHP (RST) | Baseline competed | Northwest, Great Basin, California, Rocky Mountains, Upper Midwest, Lower Midwest, Lakes/Mid-Atl., Texas, Southwest, Southeast, Northeast | Residential (New), Residential (Existing) | Heating (Equip.), Cooling (Equip.) | -13.9267 | 51.4326 | 98.1281 | 6374.9544 | 9.1359e-07 | 8.9807e-07 | 8.8344e-07 | 8.6861e-07 | 8.5789e-07 | 8.1809e-07 | 7.7974e-07 | 7.4099e-07 | 7.3049e-07 | 7.0216e-07 | 6.6707e-07 | 6.375e-07 | 6.1087e-07 | 5.8659e-07 | 5.6074e-07 | 5.3748e-07 | 5.1582e-07 | 4.9436e-07 | 4.7408e-07 | 4.5525e-07 | 4.374e-07 | 4.2659e-07 | 4.0464e-07 | 3.8436e-07 | 3.6518e-07 | 3.4519e-07
Best Res. GSHP (RST) | Efficient competed | Northwest, Great Basin, California, Rocky Mountains, Upper Midwest, Lower Midwest, Lakes/Mid-Atl., Texas, Southwest, Southeast, Northeast | Residential (New), Residential (Existing) | Heating (Equip.), Cooling (Equip.) | -13.9267 | 51.4326 | 98.1281 | 6374.9544 | 8.8104e-07 | 8.354e-07 | 7.927e-07 | 7.517e-07 | 7.1594e-07 | 6.6095e-07 | 6.0946e-07 | 5.5991e-07 | 5.3166e-07 | 4.9305e-07 | 4.5191e-07 | 4.1628e-07 | 3.843e-07 | 3.5532e-07 | 3.2673e-07 | 3.0093e-07 | 2.7733e-07 | 2.5515e-07 | 2.3514e-07 | 2.1729e-07 | 2.0293e-07 | 1.9629e-07 | 1.8736e-07 | 1.796e-07 | 1.7212e-07 | 1.6413e-07
Best Res. HPWH (EE+DF) | Baseline uncompeted | Northwest, Great Basin, California, Rocky Mountains, Upper Midwest, Lower Midwest, Lakes/Mid-Atl., Texas, Southwest, Southeast, Northeast | Residential (New), Residential (Existing) | Water Heating | 17.3596 | 5.2385 | 9.9957 | 733.9379 | 23.0913 | 22.6139 | 22.2269 | 21.9276 | 21.74 | 21.9324 | 21.8708 | 21.7998 | 22.1382 | 22.3966 | 22.6919 | 22.9662 | 23.2819 | 23.651 | 23.9447 | 24.2326 | 24.4872 | 24.6906 | 24.8727 | 25.0572 | 25.2094 | 25.3157 | 25.4058 | 25.5151 | 25.5619 | 25.4787
Best Res. HPWH (EE+DF) | Efficient uncompeted | Northwest, Great Basin, California, Rocky Mountains, Upper Midwest, Lower Midwest, Lakes/Mid-Atl., Texas, Southwest, Southeast, Northeast | Residential (New), Residential (Existing) | Water Heating | 17.3596 | 5.2385 | 9.9957 | 733.9379 | 21.9263 | 20.3517 | 18.9187 | 17.6108 | 16.4323 | 15.5297 | 14.4834 | 13.4544 | 12.6906 | 11.88 | 11.1469 | 10.41 | 9.9984 | 10.151 | 10.276 | 10.3972 | 10.5046 | 10.5899 | 10.6661 | 10.7443 | 10.8008 | 10.8457 | 10.8838 | 10.9301 | 10.9503 | 10.9165
Best Res. HPWH (EE+DF) | Baseline competed | Northwest, Great Basin, California, Rocky Mountains, Upper Midwest, Lower Midwest, Lakes/Mid-Atl., Texas, Southwest, Southeast, Northeast | Residential (New), Residential (Existing) | Water Heating | 17.3596 | 5.2385 | 9.9957 | 733.9379 | 4.1637e-11 | 4.1617e-11 | 4.2591e-11 | 4.4625e-11 | 4.7767e-11 | 5.2304e-11 | 5.7214e-11 | 6.3073e-11 | 1.9216e-07 | 3.7253e-07 | 5.3236e-07 | 6.83e-07 | 8.228e-07 | 9.788e-07 | 1.1223e-06 | 1.2581e-06 | 1.3849e-06 | 1.5025e-06 | 1.6132e-06 | 1.719e-06 | 1.8204e-06 | 1.915e-06 | 2.0056e-06 | 2.0947e-06 | 2.177e-06 | 2.2506e-06
Best Res. HPWH (EE+DF) | Efficient competed | Northwest, Great Basin, California, Rocky Mountains, Upper Midwest, Lower Midwest, Lakes/Mid-Atl., Texas, Southwest, Southeast, Northeast | Residential (New), Residential (Existing) | Water Heating | 17.3596 | 5.2385 | 9.9957 | 733.9379 | 3.9538e-11 | 3.7396e-11 | 3.6145e-11 | 3.5653e-11 | 3.5841e-11 | 3.6714e-11 | 3.7547e-11 | 3.8617e-11 | 1.0918e-07 | 1.9652e-07 | 2.6075e-07 | 3.0934e-07 | 3.5318e-07 | 4.1998e-07 | 4.8158e-07 | 5.3979e-07 | 5.9414e-07 | 6.4451e-07 | 6.9192e-07 | 7.3722e-07 | 7.8011e-07 | 8.2063e-07 | 8.594e-07 | 8.9752e-07 | 9.3281e-07 | 9.6447e-07
Best Res. HPWH (EE+DF-FS) | Baseline uncompeted | Northwest, Great Basin, California, Rocky Mountains, Upper Midwest, Lower Midwest, Lakes/Mid-Atl., Texas, Southwest, Southeast, Northeast | Residential (New), Residential (Existing) | Water Heating | 4.9652 | 10.4041 | 11.1609 | 131.2246 | 15.1151 | 14.5515 | 14.1956 | 14.0105 | 14.165 | 14.5744 | 14.7801 | 14.9681 | 15.2241 | 15.4429 | 15.82 | 15.9505 | 16.1165 | 16.3421 | 16.404 | 16.5747 | 16.7515 | 16.8373 | 16.8865 | 16.9021 | 17.0595 | 17.4957 | 17.5286 | 17.5627 | 17.6514 | 17.7128
Best Res. HPWH (EE+DF-FS) | Efficient uncompeted | Northwest, Great Basin, California, Rocky Mountains, Upper Midwest, Lower Midwest, Lakes/Mid-Atl., Texas, Southwest, Southeast, Northeast | Residential (New), Residential (Existing) | Water Heating | 4.9652 | 10.4041 | 11.1609 | 131.2246 | 14.651 | 13.724 | 13.0639 | 12.6032 | 12.4032 | 12.3787 | 12.2025 | 12.0233 | 11.8863 | 11.7408 | 11.6969 | 11.5757 | 11.5198 | 11.6731 | 11.8427 | 11.9951 | 12.1396 | 12.2565 | 12.3762 | 12.4821 | 12.5572 | 12.6021 | 12.6241 | 12.7063 | 12.7215 | 12.6923
Best Res. HPWH (EE+DF-FS) | Baseline competed | Northwest, Great Basin, California, Rocky Mountains, Upper Midwest, Lower Midwest, Lakes/Mid-Atl., Texas, Southwest, Southeast, Northeast | Residential (New), Residential (Existing) | Water Heating | 4.9652 | 10.4041 | 11.1609 | 131.2246 | 1.1865e-10 | 1.1228e-10 | 1.0716e-10 | 1.0356e-10 | 1.0223e-10 | 1.0153e-10 | 1.0002e-10 | 9.9057e-11 | 2.7633e-07 | 5.3078e-07 | 7.4222e-07 | 9.1008e-07 | 1.0448e-06 | 1.2144e-06 | 1.3511e-06 | 1.4827e-06 | 1.6063e-06 | 1.7098e-06 | 1.7962e-06 | 1.8646e-06 | 1.9478e-06 | 2.0804e-06 | 2.1674e-06 | 2.2435e-06 | 2.3247e-06 | 2.4108e-06
Best Res. HPWH (EE+DF-FS) | Efficient competed | Northwest, Great Basin, California, Rocky Mountains, Upper Midwest, Lower Midwest, Lakes/Mid-Atl., Texas, Southwest, Southeast, Northeast | Residential (New), Residential (Existing) | Water Heating | 4.9652 | 10.4041 | 11.1609 | 131.2246 | 1.1325e-10 | 1.0226e-10 | 9.2999e-11 | 8.5504e-11 | 7.9969e-11 | 7.4858e-11 | 6.9465e-11 | 6.4627e-11 | 2.0056e-07 | 3.6925e-07 | 4.9449e-07 | 5.9853e-07 | 6.8715e-07 | 7.9587e-07 | 8.9177e-07 | 9.7979e-07 | 1.062e-06 | 1.1343e-06 | 1.1979e-06 | 1.2507e-06 | 1.3032e-06 | 1.3695e-06 | 1.4293e-06 | 1.488e-06 | 1.5382e-06 | 1.5917e-06
Best Res. N-Elec. Env. | Baseline uncompeted | Northwest, Great Basin, California, Rocky Mountains, Upper Midwest, Lower Midwest, Lakes/Mid-Atl., Texas, Southwest, Southeast, Northeast | Residential (New), Residential (Existing) | Heating (Equip.) | 45.4841 | 2.1983 | 3.2933 | 61.6558 | 67.6796 | 64.5309 | 62.1528 | 60.4759 | 60.0824 | 59.7268 | 59.6972 | 59.6777 | 60.0193 | 60.2115 | 60.3455 | 60.226 | 60.249 | 60.4815 | 60.1927 | 60.2668 | 60.3875 | 60.1977 | 59.889 | 59.4173 | 59.3179 | 60.0872 | 59.7015 | 59.3007 | 59.0057 | 58.7698
Best Res. N-Elec. Env. | Efficient uncompeted | Northwest, Great Basin, California, Rocky Mountains, Upper Midwest, Lower Midwest, Lakes/Mid-Atl., Texas, Southwest, Southeast, Northeast | Residential (New), Residential (Existing) | Heating (Equip.) | 45.4841 | 2.1983 | 3.2933 | 61.6558 | 66.3778 | 62.0794 | 58.6508 | 55.9817 | 54.558 | 53.2099 | 52.184 | 51.1919 | 50.5257 | 49.7496 | 48.9395 | 47.9424 | 47.0762 | 46.3863 | 45.3181 | 44.5393 | 43.8082 | 42.8716 | 41.8731 | 40.7865 | 39.9741 | 39.7603 | 38.8696 | 38.0387 | 37.3204 | 36.702
Best Res. N-Elec. Env. | Baseline competed | Northwest, Great Basin, California, Rocky Mountains, Upper Midwest, Lower Midwest, Lakes/Mid-Atl., Texas, Southwest, Southeast, Northeast | Residential (New), Residential (Existing) | Heating (Equip.) | 45.4841 | 2.1983 | 3.2933 | 61.6558 | 65.6294 | 62.5563 | 60.2198 | 58.5556 | 58.1312 | 57.5547 | 57.3135 | 57.0993 | 57.2951 | 57.3545 | 57.362 | 57.1301 | 57.0354 | 57.1433 | 56.7592 | 54.8452 | 53.0849 | 51.1725 | 49.2893 | 47.4225 | 46.121 | 45.2008 | 43.5628 | 42.0812 | 40.8375 | 39.6981
Best Res. N-Elec. Env. | Efficient competed | Northwest, Great Basin, California, Rocky Mountains, Upper Midwest, Lower Midwest, Lakes/Mid-Atl., Texas, Southwest, Southeast, Northeast | Residential (New), Residential (Existing) | Heating (Equip.) | 45.4841 | 2.1983 | 3.2933 | 61.6558 | 64.3681 | 60.1828 | 56.8323 | 54.2124 | 52.7972 | 51.3012 | 50.1398 | 49.0309 | 48.2874 | 47.4472 | 46.5806 | 45.5402 | 44.6288 | 43.8908 | 42.7979 | 40.6232 | 38.622 | 36.5708 | 34.6002 | 32.6994 | 31.2507 | 30.1127 | 28.5847 | 27.2265 | 26.0699 | 25.0353
Best Res. Pool Pump (EE+DF) | Baseline uncompeted | Northwest, Great Basin, California, Rocky Mountains, Upper Midwest, Lower Midwest, Lakes/Mid-Atl., Texas, Southwest, Southeast, Northeast | Residential (New), Residential (Existing) | Other | -17.9986 | 16.729 | 48.7298 | 5382.6509 | 3.0758 | 3.0677 | 3.0772 | 3.1019 | 3.1497 | 2.9382 | 3.0143 | 3.0964 | 3.2114 | 3.3255 | 3.3196 | 3.4364 | 3.5611 | 3.7005 | 3.8339 | 3.9488 | 4.0905 | 4.23 | 4.3721 | 4.5111 | 4.5689 | 4.6986 | 4.8241 | 4.9555 | 5.0689 | 5.1254
Best Res. Pool Pump (EE+DF) | Efficient uncompeted | Northwest, Great Basin, California, Rocky Mountains, Upper Midwest, Lower Midwest, Lakes/Mid-Atl., Texas, Southwest, Southeast, Northeast | Residential (New), Residential (Existing) | Other | -17.9986 | 16.729 | 48.7298 | 5382.6509 | 2.9875 | 2.8951 | 2.8225 | 2.7662 | 2.7318 | 2.4604 | 2.4533 | 2.4502 | 2.4714 | 2.4898 | 2.4303 | 2.5101 | 2.5948 | 2.6958 | 2.7929 | 2.8837 | 2.9873 | 3.0893 | 3.1933 | 3.295 | 3.3351 | 3.4299 | 3.5216 | 3.6176 | 3.7006 | 3.7454
Best Res. Pool Pump (EE+DF) | Baseline competed | Northwest, Great Basin, California, Rocky Mountains, Upper Midwest, Lower Midwest, Lakes/Mid-Atl., Texas, Southwest, Southeast, Northeast | Residential (New), Residential (Existing) | Other | -17.9986 | 16.729 | 48.7298 | 5382.6509 | 3.0123 | 3.0001 | 3.0003 | 3.0101 | 3.0382 | 2.8418 | 2.922 | 3.0073 | 3.1247 | 3.2413 | 3.2425 | 3.3631 | 3.4913 | 3.634 | 3.7707 | 3.8892 | 4.0339 | 4.1765 | 4.3214 | 4.4631 | 4.5246 | 4.657 | 4.7851 | 4.9188 | 5.0345 | 5.0934
Best Res. Pool Pump (EE+DF) | Efficient competed | Northwest, Great Basin, California, Rocky Mountains, Upper Midwest, Lower Midwest, Lakes/Mid-Atl., Texas, Southwest, Southeast, Northeast | Residential (New), Residential (Existing) | Other | -17.9986 | 16.729 | 48.7298 | 5382.6509 | 2.9258 | 2.8314 | 2.7522 | 2.6847 | 2.6355 | 2.3799 | 2.3783 | 2.3799 | 2.4048 | 2.4268 | 2.3738 | 2.4565 | 2.544 | 2.6473 | 2.7469 | 2.8402 | 2.946 | 3.0502 | 3.1563 | 3.26 | 3.3028 | 3.3996 | 3.4932 | 3.5909 | 3.6754 | 3.722
Best Residential Gas Dryer | Baseline uncompeted | Northwest, Great Basin, California, Rocky Mountains, Upper Midwest, Lower Midwest, Lakes/Mid-Atl., Texas, Southwest, Southeast, Northeast | Residential (New), Residential (Existing) | Other | -21.1208 | 98.726 | 167.2512 | 3161.0517 | 0.50315 | 0.49041 | 0.48492 | 0.48438 | 0.496 | 0.50632 | 0.51889 | 0.53096 | 0.54551 | 0.55874 | 0.57127 | 0.58118 | 0.59307 | 0.60795 | 0.61655 | 0.62989 | 0.64361 | 0.65378 | 0.66226 | 0.66941 | 0.68192 | 0.70714 | 0.71428 | 0.72121 | 0.73062 | 0.74154
Best Residential Gas Dryer | Efficient uncompeted | Northwest, Great Basin, California, Rocky Mountains, Upper Midwest, Lower Midwest, Lakes/Mid-Atl., Texas, Southwest, Southeast, Northeast | Residential (New), Residential (Existing) | Other | -21.1208 | 98.726 | 167.2512 | 3161.0517 | 0.50116 | 0.48659 | 0.47934 | 0.47705 | 0.48674 | 0.49512 | 0.50567 | 0.51569 | 0.52807 | 0.53912 | 0.54945 | 0.55721 | 0.5669 | 0.58012 | 0.58821 | 0.60093 | 0.61402 | 0.62372 | 0.63182 | 0.63863 | 0.65057 | 0.67463 | 0.68144 | 0.68805 | 0.69703 | 0.70744
Best Residential Gas Dryer | Baseline competed | Northwest, Great Basin, California, Rocky Mountains, Upper Midwest, Lower Midwest, Lakes/Mid-Atl., Texas, Southwest, Southeast, Northeast | Residential (New), Residential (Existing) | Other | -21.1208 | 98.726 | 167.2512 | 3161.0517 | 0.25157 | 0.2452 | 0.24246 | 0.24219 | 0.248 | 0.25316 | 0.25945 | 0.26548 | 0.27275 | 0.27937 | 0.28564 | 0.29059 | 0.29654 | 0.30397 | 0.30828 | 0.31495 | 0.32181 | 0.32689 | 0.33113 | 0.3347 | 0.34096 | 0.35357 | 0.35714 | 0.3606 | 0.36531 | 0.37077
Best Residential Gas Dryer | Efficient competed | Northwest, Great Basin, California, Rocky Mountains, Upper Midwest, Lower Midwest, Lakes/Mid-Atl., Texas, Southwest, Southeast, Northeast | Residential (New), Residential (Existing) | Other | -21.1208 | 98.726 | 167.2512 | 3161.0517 | 0.25058 | 0.2433 | 0.23967 | 0.23852 | 0.24337 | 0.24756 | 0.25284 | 0.25784 | 0.26403 | 0.26956 | 0.27473 | 0.27861 | 0.28345 | 0.29006 | 0.2941 | 0.30047 | 0.30701 | 0.31186 | 0.31591 | 0.31932 | 0.32529 | 0.33731 | 0.34072 | 0.34402 | 0.34852 | 0.35372
Best Residential Gas Storage WH | Baseline uncompeted | Northwest, Great Basin, California, Rocky Mountains, Upper Midwest, Lower Midwest, Lakes/Mid-Atl., Texas, Southwest, Southeast, Northeast | Residential (New), Residential (Existing) | Water Heating | 999 | 0 | -3.4737 | -65.6522 | 12.0923 | 11.677 | 11.4402 | 11.336 | 11.5287 | 11.6985 | 11.911 | 12.1057 | 12.362 | 12.5868 | 12.7987 | 12.9502 | 13.1338 | 13.3711 | 13.4614 | 13.6484 | 13.8374 | 13.946 | 14.0186 | 14.0651 | 14.2276 | 14.6572 | 14.7131 | 14.7664 | 14.8714 | 15.0073
Best Residential Gas Storage WH | Efficient uncompeted | Northwest, Great Basin, California, Rocky Mountains, Upper Midwest, Lower Midwest, Lakes/Mid-Atl., Texas, Southwest, Southeast, Northeast | Residential (New), Residential (Existing) | Water Heating | 999 | 0 | -3.4737 | -65.6522 | 11.8309 | 11.1777 | 10.714 | 10.3866 | 10.3343 | 10.2593 | 10.2188 | 10.1595 | 10.1481 | 10.1065 | 10.0513 | 9.9472 | 9.8809 | 10.0291 | 10.0961 | 10.2363 | 10.378 | 10.4595 | 10.514 | 10.5489 | 10.6707 | 10.9929 | 11.0348 | 11.0748 | 11.1535 | 11.2554
Best Residential Gas Storage WH | Baseline competed | Northwest, Great Basin, California, Rocky Mountains, Upper Midwest, Lower Midwest, Lakes/Mid-Atl., Texas, Southwest, Southeast, Northeast | Residential (New), Residential (Existing) | Water Heating | 999 | 0 | -3.4737 | -65.6522 | 5.4149 | 5.2299 | 5.1292 | 5.0889 | 5.1753 | 5.2346 | 5.3078 | 5.3689 | 5.3195 | 5.2656 | 5.2077 | 5.1342 | 5.078 | 5.0191 | 4.9227 | 4.8695 | 4.8228 | 4.7574 | 4.6913 | 4.6273 | 4.604 | 4.6461 | 4.5721 | 4.5064 | 4.4558 | 4.4106
Best Residential Gas Storage WH | Efficient competed | Northwest, Great Basin, California, Rocky Mountains, Upper Midwest, Lower Midwest, Lakes/Mid-Atl., Texas, Southwest, Southeast, Northeast | Residential (New), Residential (Existing) | Water Heating | 999 | 0 | -3.4737 | -65.6522 | 5.3001 | 5.0097 | 4.8078 | 4.6674 | 4.6444 | 4.5964 | 4.5598 | 4.5117 | 4.3745 | 4.2358 | 4.0964 | 3.9477 | 3.8209 | 3.7646 | 3.692 | 3.6522 | 3.6171 | 3.568 | 3.5185 | 3.4704 | 3.453 | 3.4846 | 3.4291 | 3.3798 | 3.3419 | 3.3079
Best Residential LED Lighting | Baseline uncompeted | Northwest, Great Basin, California, Rocky Mountains, Upper Midwest, Lower Midwest, Lakes/Mid-Atl., Texas, Southwest, Southeast, Northeast | Residential (New), Residential (Existing) | Lighting | 999 | 0 | -9.4836 | -643.5777 | 4.0812 | 3.9914 | 3.9603 | 3.9644 | 3.9893 | 3.9563 | 3.9414 | 3.9383 | 3.9717 | 4.0114 | 4.0278 | 4.0649 | 4.1061 | 4.1561 | 4.1984 | 4.1159 | 4.0505 | 3.9978 | 3.9677 | 3.9572 | 3.9593 | 3.9529 | 3.9431 | 3.9454 | 3.936 | 3.9216
Best Residential LED Lighting | Efficient uncompeted | Northwest, Great Basin, California, Rocky Mountains, Upper Midwest, Lower Midwest, Lakes/Mid-Atl., Texas, Southwest, Southeast, Northeast | Residential (New), Residential (Existing) | Lighting | 999 | 0 | -9.4836 | -643.5777 | 3.9497 | 3.7274 | 3.568 | 3.4493 | 3.3518 | 3.1985 | 3.0746 | 2.9962 | 2.9787 | 2.9617 | 2.9237 | 2.8994 | 2.8766 | 2.8602 | 2.8875 | 2.8137 | 2.7758 | 2.7464 | 2.7323 | 2.7315 | 2.7393 | 2.7411 | 2.7405 | 2.7482 | 2.7477 | 2.7435
Best Residential LED Lighting | Baseline competed | Northwest, Great Basin, California, Rocky Mountains, Upper Midwest, Lower Midwest, Lakes/Mid-Atl., Texas, Southwest, Southeast, Northeast | Residential (New), Residential (Existing) | Lighting | 999 | 0 | -9.4836 | -643.5777 | 2.3923 | 2.356 | 2.3444 | 2.3479 | 2.3635 | 2.3249 | 2.2986 | 2.2804 | 2.2865 | 2.2947 | 2.2906 | 2.2993 | 2.3111 | 2.3279 | 2.3412 | 2.2834 | 2.2346 | 2.1937 | 2.1662 | 2.15 | 2.1413 | 2.1285 | 2.1144 | 2.1072 | 2.0942 | 2.0789
Best Residential LED Lighting | Efficient competed | Northwest, Great Basin, California, Rocky Mountains, Upper Midwest, Lower Midwest, Lakes/Mid-Atl., Texas, Southwest, Southeast, Northeast | Residential (New), Residential (Existing) | Lighting | 999 | 0 | -9.4836 | -643.5777 | 2.3146 | 2.1998 | 2.1122 | 2.0428 | 1.9858 | 1.8795 | 1.7927 | 1.7343 | 1.7135 | 1.6929 | 1.6613 | 1.6386 | 1.6176 | 1.6006 | 1.6086 | 1.5592 | 1.5296 | 1.5052 | 1.4899 | 1.4822 | 1.4796 | 1.4742 | 1.4677 | 1.4661 | 1.4603 | 1.4527
Best Residential Oil WH | Baseline uncompeted | Northwest, Great Basin, California, Rocky Mountains, Upper Midwest, Lower Midwest, Lakes/Mid-Atl., Texas, Southwest, Southeast, Northeast | Residential (New), Residential (Existing) | Water Heating | 22.2433 | 4.2747 | 16.4074 | 221.3032 | 1.092 | 1.0455 | 1.0043 | 0.97362 | 0.95988 | 0.94839 | 0.94038 | 0.92858 | 0.91695 | 0.90305 | 0.89241 | 0.87718 | 0.86497 | 0.85199 | 0.838 | 0.82463 | 0.81454 | 0.80075 | 0.79067 | 0.77605 | 0.76561 | 0.75948 | 0.74919 | 0.7396 | 0.73102 | 0.72123
Best Residential Oil WH | Efficient uncompeted | Northwest, Great Basin, California, Rocky Mountains, Upper Midwest, Lower Midwest, Lakes/Mid-Atl., Texas, Southwest, Southeast, Northeast | Residential (New), Residential (Existing) | Water Heating | 22.2433 | 4.2747 | 16.4074 | 221.3032 | 1.0852 | 1.0325 | 0.98553 | 0.94928 | 0.92986 | 0.9128 | 0.89917 | 0.88198 | 0.86506 | 0.84612 | 0.83051 | 0.8134 | 0.80137 | 0.78934 | 0.77638 | 0.764 | 0.75464 | 0.74187 | 0.73253 | 0.71898 | 0.70931 | 0.70364 | 0.6941 | 0.68521 | 0.67727 | 0.6682
Best Residential Oil WH | Baseline competed | Northwest, Great Basin, California, Rocky Mountains, Upper Midwest, Lower Midwest, Lakes/Mid-Atl., Texas, Southwest, Southeast, Northeast | Residential (New), Residential (Existing) | Water Heating | 22.2433 | 4.2747 | 16.4074 | 221.3032 | 2e-15 | 2e-15 | 3e-15 | 3e-15 | 3e-15 | 4e-15 | 4e-15 | 5e-15 | 1.4899e-11 | 2.9974e-11 | 4.2533e-11 | 5.3384e-11 | 5.8545e-11 | 7.1089e-11 | 8.4359e-11 | 9.8259e-11 | 1.1114e-10 | 1.2478e-10 | 1.3778e-10 | 1.5266e-10 | 1.677e-10 | 1.7819e-10 | 1.8623e-10 | 1.9386e-10 | 1.9917e-10 | 2.0287e-10
Best Residential Oil WH | Efficient competed | Northwest, Great Basin, California, Rocky Mountains, Upper Midwest, Lower Midwest, Lakes/Mid-Atl., Texas, Southwest, Southeast, Northeast | Residential (New), Residential (Existing) | Water Heating | 22.2433 | 4.2747 | 16.4074 | 221.3032 | 2e-15 | 2e-15 | 2e-15 | 3e-15 | 3e-15 | 4e-15 | 4e-15 | 4e-15 | 1.4074e-11 | 2.8109e-11 | 3.9599e-11 | 4.9509e-11 | 5.424e-11 | 6.5862e-11 | 7.8156e-11 | 9.1034e-11 | 1.0297e-10 | 1.156e-10 | 1.2765e-10 | 1.4144e-10 | 1.5537e-10 | 1.6509e-10 | 1.7253e-10 | 1.796e-10 | 1.8453e-10 | 1.8795e-10
Best Residential Refrigerator | Baseline uncompeted | Northwest, Great Basin, California, Rocky Mountains, Upper Midwest, Lower Midwest, Lakes/Mid-Atl., Texas, Southwest, Southeast, Northeast | Residential (New), Residential (Existing) | Refrigeration | 999 | 0 | -78.0551 | -5296.1183 | 11.9872 | 11.7535 | 11.5902 | 11.4901 | 11.4675 | 11.5035 | 11.589 | 11.6897 | 11.8871 | 12.074 | 12.1609 | 12.3143 | 12.4941 | 12.7216 | 12.9327 | 13.1567 | 13.3813 | 13.586 | 13.7837 | 13.9692 | 14.1584 | 14.3002 | 14.4101 | 14.5431 | 14.6138 | 14.6463
Best Residential Refrigerator | Efficient uncompeted | Northwest, Great Basin, California, Rocky Mountains, Upper Midwest, Lower Midwest, Lakes/Mid-Atl., Texas, Southwest, Southeast, Northeast | Residential (New), Residential (Existing) | Refrigeration | 999 | 0 | -78.0551 | -5296.1183 | 11.9098 | 11.6034 | 11.3703 | 11.2023 | 11.112 | 11.0797 | 11.0959 | 11.1268 | 11.2492 | 11.361 | 11.3783 | 11.4577 | 11.561 | 11.7073 | 11.8388 | 11.9823 | 12.1475 | 12.3333 | 12.5127 | 12.6811 | 12.8529 | 12.9817 | 13.0814 | 13.2021 | 13.2663 | 13.2958
Best Residential Refrigerator | Baseline competed | Northwest, Great Basin, California, Rocky Mountains, Upper Midwest, Lower Midwest, Lakes/Mid-Atl., Texas, Southwest, Southeast, Northeast | Residential (New), Residential (Existing) | Refrigeration | 999 | 0 | -78.0551 | -5296.1183 | 3.4281 | 3.359 | 3.3086 | 3.2754 | 3.2638 | 3.2616 | 3.2742 | 3.2917 | 3.3372 | 3.3805 | 3.3962 | 3.431 | 3.4738 | 3.5305 | 3.5831 | 3.6401 | 3.6972 | 3.7494 | 3.8001 | 3.8479 | 3.8971 | 3.9334 | 3.9611 | 3.9955 | 4.0127 | 4.0194
Best Residential Refrigerator | Efficient competed | Northwest, Great Basin, California, Rocky Mountains, Upper Midwest, Lower Midwest, Lakes/Mid-Atl., Texas, Southwest, Southeast, Northeast | Residential (New), Residential (Existing) | Refrigeration | 999 | 0 | -78.0551 | -5296.1183 | 3.4059 | 3.3161 | 3.2459 | 3.1934 | 3.1627 | 3.1416 | 3.1351 | 3.1334 | 3.1584 | 3.1811 | 3.1778 | 3.1925 | 3.2145 | 3.2491 | 3.2801 | 3.3152 | 3.3563 | 3.4037 | 3.4497 | 3.4931 | 3.5377 | 3.5707 | 3.5959 | 3.627 | 3.6427 | 3.6488
Com. Cooking (FS) | Baseline uncompeted | Northwest, Great Basin, California, Rocky Mountains, Upper Midwest, Lower Midwest, Lakes/Mid-Atl., Texas, Southwest, Southeast, Northeast | Commercial (New), Commercial (Existing) | Cooking | 999 | 999 | 999 | 804.1083 | 3.0693 | 3.0107 | 2.9952 | 3.0133 | 3.0709 | 3.1213 | 3.1926 | 3.2587 | 3.3426 | 3.4114 | 3.4731 | 3.515 | 3.5684 | 3.6387 | 3.6592 | 3.7121 | 3.7671 | 3.7946 | 3.8109 | 3.8196 | 3.8644 | 3.9575 | 3.9563 | 3.9625 | 3.9901 | 4.0285
Com. Cooking (FS) | Efficient uncompeted | Northwest, Great Basin, California, Rocky Mountains, Upper Midwest, Lower Midwest, Lakes/Mid-Atl., Texas, Southwest, Southeast, Northeast | Commercial (New), Commercial (Existing) | Cooking | 999 | 999 | 999 | 804.1083 | 3.3503 | 3.5764 | 3.8411 | 4.1274 | 4.4387 | 4.7582 | 5.0835 | 5.4012 | 5.7548 | 6.0824 | 6.3583 | 6.4929 | 6.5551 | 6.6355 | 6.7053 | 6.7621 | 6.8226 | 6.8701 | 6.9279 | 6.9774 | 7.0098 | 6.9887 | 6.9576 | 6.9794 | 6.9706 | 6.9401
Com. Cooking (FS) | Baseline competed | Northwest, Great Basin, California, Rocky Mountains, Upper Midwest, Lower Midwest, Lakes/Mid-Atl., Texas, Southwest, Southeast, Northeast | Commercial (New), Commercial (Existing) | Cooking | 999 | 999 | 999 | 804.1083 | 3.0693 | 3.0107 | 2.9952 | 3.0133 | 3.0709 | 3.1213 | 3.1926 | 3.2587 | 3.3426 | 3.4114 | 3.4731 | 3.515 | 3.5684 | 3.6387 | 3.6592 | 3.7121 | 3.7671 | 3.7946 | 3.8109 | 3.8196 | 3.8644 | 3.9575 | 3.9563 | 3.9625 | 3.9901 | 4.0285
Com. Cooking (FS) | Efficient competed | Northwest, Great Basin, California, Rocky Mountains, Upper Midwest, Lower Midwest, Lakes/Mid-Atl., Texas, Southwest, Southeast, Northeast | Commercial (New), Commercial (Existing) | Cooking | 999 | 999 | 999 | 804.1083 | 3.3503 | 3.5764 | 3.8411 | 4.1274 | 4.4387 | 4.7582 | 5.0835 | 5.4012 | 5.7548 | 6.0824 | 6.3583 | 6.4929 | 6.5551 | 6.6355 | 6.7053 | 6.7621 | 6.8226 | 6.8701 | 6.9279 | 6.9774 | 7.0098 | 6.9887 | 6.9576 | 6.9794 | 6.9706 | 6.9401
Commercial Lighting, 90.1 c. 2022 | Baseline uncompeted | Northwest, Great Basin, California, Rocky Mountains, Upper Midwest, Lower Midwest, Lakes/Mid-Atl., Texas, Southwest, Southeast, Northeast | Commercial (New), Commercial (Existing) | Lighting | 30.0257 | 3.3269 | 4.1841 | 999 | 11.279 | 11.3079 | 11.34 | 11.324 | 11.2552 | 11.2641 | 11.2466 | 11.2427 | 11.4423 | 11.5804 | 11.5299 | 11.6451 | 11.7152 | 11.8202 | 11.9318 | 12.0429 | 12.1646 | 12.3251 | 12.528 | 12.747 | 12.877 | 12.7802 | 12.9054 | 13.1393 | 13.2274 | 13.2568
Commercial Lighting, 90.1 c. 2022 | Efficient uncompeted | Northwest, Great Basin, California, Rocky Mountains, Upper Midwest, Lower Midwest, Lakes/Mid-Atl., Texas, Southwest, Southeast, Northeast | Commercial (New), Commercial (Existing) | Lighting | 30.0257 | 3.3269 | 4.1841 | 999 | 11.0288 | 10.8079 | 10.5921 | 10.3359 | 10.0453 | 9.823 | 9.6 | 9.4626 | 9.5871 | 9.6677 | 9.6097 | 9.6614 | 9.6545 | 9.6639 | 9.6664 | 9.7128 | 9.7612 | 9.8628 | 10.0035 | 10.1542 | 10.2428 | 10.1696 | 10.25 | 10.4134 | 10.4684 | 10.4811
Commercial Lighting, 90.1 c. 2022 | Baseline competed | Northwest, Great Basin, California, Rocky Mountains, Upper Midwest, Lower Midwest, Lakes/Mid-Atl., Texas, Southwest, Southeast, Northeast | Commercial (New), Commercial (Existing) | Lighting | 30.0257 | 3.3269 | 4.1841 | 999 | 2.9777 | 2.9853 | 2.9938 | 2.9895 | 2.9714 | 2.7707 | 2.589 | 2.4389 | 2.3955 | 2.3183 | 2.1537 | 2.0436 | 1.9428 | 1.8611 | 1.7948 | 1.7388 | 1.6932 | 1.6552 | 1.6208 | 1.6066 | 1.5844 | 1.5374 | 1.5224 | 1.5235 | 1.5093 | 1.6353
Commercial Lighting, 90.1 c. 2022 | Efficient competed | Northwest, Great Basin, California, Rocky Mountains, Upper Midwest, Lower Midwest, Lakes/Mid-Atl., Texas, Southwest, Southeast, Northeast | Commercial (New), Commercial (Existing) | Lighting | 30.0257 | 3.3269 | 4.1841 | 999 | 2.9116 | 2.8533 | 2.7963 | 2.7287 | 2.652 | 2.4187 | 2.2141 | 2.0582 | 2.0106 | 1.9388 | 1.8013 | 1.7041 | 1.6117 | 1.5338 | 1.4679 | 1.4168 | 1.3736 | 1.34 | 1.3104 | 1.2963 | 1.2771 | 1.2407 | 1.2268 | 1.2254 | 1.2127 | 1.3138
Commercial Plug Loads, Tier 1 APS | Baseline uncompeted | Northwest, Great Basin, California, Rocky Mountains, Upper Midwest, Lower Midwest, Lakes/Mid-Atl., Texas, Southwest, Southeast, Northeast | Commercial (New), Commercial (Existing) | Computers and Electronics | -4.2491 | 11.2526 | 24.4127 | 1693.83 | 21.38 | 21.1269 | 21.0108 | 20.9947 | 21.1373 | 21.4703 | 21.8368 | 22.237 | 22.8337 | 23.3766 | 23.7185 | 24.1641 | 24.5774 | 25.1326 | 25.5968 | 26.0015 | 26.4036 | 26.7457 | 27.1206 | 27.411 | 27.6839 | 27.8941 | 27.9608 | 28.1781 | 28.2043 | 28.1689
Commercial Plug Loads, Tier 1 APS | Efficient uncompeted | Northwest, Great Basin, California, Rocky Mountains, Upper Midwest, Lower Midwest, Lakes/Mid-Atl., Texas, Southwest, Southeast, Northeast | Commercial (New), Commercial (Existing) | Computers and Electronics | -4.2491 | 11.2526 | 24.4127 | 1693.83 | 20.9315 | 20.2543 | 19.7279 | 19.3083 | 19.0812 | 19.3151 | 19.5801 | 19.8762 | 20.3481 | 20.8051 | 21.1095 | 21.5061 | 21.8739 | 22.368 | 22.7811 | 23.1413 | 23.4992 | 23.8036 | 24.1374 | 24.3958 | 24.6387 | 24.8258 | 24.8851 | 25.0785 | 25.1019 | 25.0703
Commercial Plug Loads, Tier 1 APS | Baseline competed | Northwest, Great Basin, California, Rocky Mountains, Upper Midwest, Lower Midwest, Lakes/Mid-Atl., Texas, Southwest, Southeast, Northeast | Commercial (New), Commercial (Existing) | Computers and Electronics | -4.2491 | 11.2526 | 24.4127 | 1693.83 | 4e-15 | -3e-15 | 1.2e-14 | 1.3e-14 | -4e-15 | 1.1e-14 | -4e-15 | 0 | 2.8e-14 | 1.4e-14 | 1.1e-14 | -3e-14 | 7e-15 | -3.2e-14 | 3.7e-14 | -1e-14 | -8e-15 | -5.9e-14 | 3.7e-14 | -3.4e-14 | 0 | 2.9e-14 | 6.7e-14 | 1.8e-14 | 1.2e-14 | 1.8e-14
Commercial Plug Loads, Tier 1 APS | Efficient competed | Northwest, Great Basin, California, Rocky Mountains, Upper Midwest, Lower Midwest, Lakes/Mid-Atl., Texas, Southwest, Southeast, Northeast | Commercial (New), Commercial (Existing) | Computers and Electronics | -4.2491 | 11.2526 | 24.4127 | 1693.83 | 2e-15 | -1.2e-14 | 2e-14 | 4e-14 | -4e-15 | 1.8e-14 | 2e-15 | -1.1e-14 | -1.2e-14 | 5e-15 | 1.1e-14 | -1.4e-14 | 1.6e-14 | 2.4e-14 | -5e-15 | -9e-15 | -3e-14 | -3.1e-14 | -1e-15 | 0 | -5.3e-14 | 1.6e-14 | 3.6e-14 | -4.4e-14 | 1.1e-14 | -2e-14
ENERGY STAR Com. ASHP (FS) + Env. | Baseline uncompeted | California, Upper Midwest, Lower Midwest, Texas, Southwest, Southeast | Commercial (New), Commercial (Existing) | Heating (Equip.), Cooling (Equip.) | -6.1725 | 45.5444 | 42.6366 | 554.0505 | 9.4588 | 9.1881 | 8.9956 | 8.8442 | 8.8067 | 8.8206 | 8.8565 | 8.8559 | 8.9713 | 9.0198 | 9.0213 | 9.0263 | 9.053 | 9.1086 | 9.0665 | 9.069 | 9.0737 | 9.0473 | 9.0226 | 8.9895 | 8.9872 | 9.009 | 8.9352 | 8.8826 | 8.8464 | 8.7899
ENERGY STAR Com. ASHP (FS) + Env. | Efficient uncompeted | California, Upper Midwest, Lower Midwest, Texas, Southwest, Southeast | Commercial (New), Commercial (Existing) | Heating (Equip.), Cooling (Equip.) | -6.1725 | 45.5444 | 42.6366 | 554.0505 | 9.3529 | 8.9931 | 8.7165 | 8.4761 | 8.3355 | 8.2593 | 8.1928 | 8.086 | 8.1063 | 8.0522 | 7.9422 | 7.8626 | 7.7949 | 7.7454 | 7.6296 | 7.5393 | 7.4878 | 7.4542 | 7.4375 | 7.4244 | 7.3957 | 7.3199 | 7.2467 | 7.2035 | 7.1598 | 7.072
ENERGY STAR Com. ASHP (FS) + Env. | Baseline competed | California, Upper Midwest, Lower Midwest, Texas, Southwest, Southeast | Commercial (New), Commercial (Existing) | Heating (Equip.), Cooling (Equip.) | -6.1725 | 45.5444 | 42.6366 | 554.0505 | 2.7633 | 2.6963 | 2.642 | 2.5886 | 2.5623 | 2.4285 | 2.3012 | 2.1704 | 2.0899 | 1.9957 | 1.8941 | 1.8096 | 1.7338 | 1.6676 | 1.5922 | 1.5263 | 1.4781 | 1.4568 | 1.4449 | 1.4341 | 1.422 | 1.4035 | 1.385 | 1.3717 | 1.3541 | 1.2517
ENERGY STAR Com. ASHP (FS) + Env. | Efficient competed | California, Upper Midwest, Lower Midwest, Texas, Southwest, Southeast | Commercial (New), Commercial (Existing) | Heating (Equip.), Cooling (Equip.) | -6.1725 | 45.5444 | 42.6366 | 554.0505 | 2.7581 | 2.6864 | 2.6278 | 2.5701 | 2.5395 | 2.4041 | 2.2751 | 2.143 | 2.0608 | 1.9653 | 1.8626 | 1.7771 | 1.7002 | 1.6329 | 1.5565 | 1.4899 | 1.4413 | 1.4203 | 1.4087 | 1.398 | 1.3858 | 1.3675 | 1.3492 | 1.336 | 1.3186 | 1.2189
ENERGY STAR Com. ASHP (FS) + Env. CC | Baseline uncompeted | Northwest, Great Basin, Rocky Mountains, Upper Midwest, Lakes/Mid-Atl., Northeast | Commercial (New), Commercial (Existing) | Heating (Equip.), Cooling (Equip.) | -6.8304 | 50.043 | 47.8093 | 563.5265 | 12.1815 | 11.7861 | 11.4984 | 11.2997 | 11.3432 | 11.3373 | 11.393 | 11.4401 | 11.5161 | 11.5634 | 11.587 | 11.5577 | 11.558 | 11.5975 | 11.5411 | 11.5345 | 11.5409 | 11.4756 | 11.404 | 11.2936 | 11.2633 | 11.3786 | 11.2667 | 11.1826 | 11.1036 | 11.0423
ENERGY STAR Com. ASHP (FS) + Env. CC | Efficient uncompeted | Northwest, Great Basin, Rocky Mountains, Upper Midwest, Lakes/Mid-Atl., Northeast | Commercial (New), Commercial (Existing) | Heating (Equip.), Cooling (Equip.) | -6.8304 | 50.043 | 47.8093 | 563.5265 | 11.9718 | 11.4135 | 10.9962 | 10.6824 | 10.5584 | 10.3872 | 10.2619 | 10.1508 | 10.0454 | 9.9574 | 9.7912 | 9.6333 | 9.4729 | 9.3634 | 9.2736 | 9.1437 | 9.0369 | 8.9469 | 8.8741 | 8.7613 | 8.6626 | 8.5764 | 8.4489 | 8.3998 | 8.2413 | 8.1135
ENERGY STAR Com. ASHP (FS) + Env. CC | Baseline competed | Northwest, Great Basin, Rocky Mountains, Upper Midwest, Lakes/Mid-Atl., Northeast | Commercial (New), Commercial (Existing) | Heating (Equip.), Cooling (Equip.) | -6.8304 | 50.043 | 47.8093 | 563.5265 | 1.1176 | 1.1014 | 1.094 | 1.0896 | 1.0913 | 1.0332 | 0.98153 | 0.93942 | 0.89868 | 0.86436 | 0.82605 | 0.79078 | 0.75864 | 0.73377 | 0.7115 | 0.68697 | 0.66559 | 0.65174 | 0.64943 | 0.64439 | 0.64104 | 0.63855 | 0.6324 | 0.63156 | 0.62232 | 0.58266
ENERGY STAR Com. ASHP (FS) + Env. CC | Efficient competed | Northwest, Great Basin, Rocky Mountains, Upper Midwest, Lakes/Mid-Atl., Northeast | Commercial (New), Commercial (Existing) | Heating (Equip.), Cooling (Equip.) | -6.8304 | 50.043 | 47.8093 | 563.5265 | 1.1147 | 1.0959 | 1.0859 | 1.0788 | 1.0778 | 1.0183 | 0.96542 | 0.92205 | 0.8801 | 0.84449 | 0.80518 | 0.7689 | 0.7358 | 0.70988 | 0.68664 | 0.66123 | 0.63932 | 0.62558 | 0.6233 | 0.6184 | 0.61505 | 0.61243 | 0.60643 | 0.6055 | 0.59654 | 0.55849
ENERGY STAR Com. ASHP (LFL) + Env. | Baseline uncompeted | California, Upper Midwest, Lower Midwest, Texas, Southwest, Southeast | Commercial (New), Commercial (Existing) | Heating (Equip.), Cooling (Equip.) | -3.7633 | 32.8946 | 38.5846 | 3076.2833 | 0.81269 | 0.78774 | 0.76575 | 0.74394 | 0.73014 | 0.72487 | 0.71898 | 0.70877 | 0.71322 | 0.70945 | 0.70041 | 0.69491 | 0.6896 | 0.68548 | 0.67607 | 0.6688 | 0.66151 | 0.65465 | 0.6484 | 0.64236 | 0.6346 | 0.62289 | 0.61105 | 0.60147 | 0.59185 | 0.57783
ENERGY STAR Com. ASHP (LFL) + Env. | Efficient uncompeted | California, Upper Midwest, Lower Midwest, Texas, Southwest, Southeast | Commercial (New), Commercial (Existing) | Heating (Equip.), Cooling (Equip.) | -3.7633 | 32.8946 | 38.5846 | 3076.2833 | 0.80534 | 0.77375 | 0.74567 | 0.71823 | 0.69896 | 0.68816 | 0.67702 | 0.66206 | 0.66105 | 0.65258 | 0.6395 | 0.62982 | 0.62051 | 0.61243 | 0.6002 | 0.59134 | 0.5834 | 0.57605 | 0.56935 | 0.56292 | 0.55512 | 0.5443 | 0.53352 | 0.52476 | 0.51595 | 0.50326
ENERGY STAR Com. ASHP (LFL) + Env. | Baseline competed | California, Upper Midwest, Lower Midwest, Texas, Southwest, Southeast | Commercial (New), Commercial (Existing) | Heating (Equip.), Cooling (Equip.) | -3.7633 | 32.8946 | 38.5846 | 3076.2833 | 0.81269 | 0.78774 | 0.76575 | 0.74394 | 0.73014 | 0.68026 | 0.63329 | 0.58657 | 0.55535 | 0.52054 | 0.48498 | 0.45481 | 0.42726 | 0.40266 | 0.37708 | 0.3584 | 0.34843 | 0.34005 | 0.33259 | 0.32541 | 0.31454 | 0.28739 | 0.263 | 0.24183 | 0.22231 | 0.20284
ENERGY STAR Com. ASHP (LFL) + Env. | Efficient competed | California, Upper Midwest, Lower Midwest, Texas, Southwest, Southeast | Commercial (New), Commercial (Existing) | Heating (Equip.), Cooling (Equip.) | -3.7633 | 32.8946 | 38.5846 | 3076.2833 | 0.80534 | 0.77375 | 0.74567 | 0.71823 | 0.69896 | 0.6463 | 0.5971 | 0.54879 | 0.51557 | 0.47952 | 0.4433 | 0.41248 | 0.38448 | 0.35954 | 0.33436 | 0.31637 | 0.30664 | 0.29842 | 0.29109 | 0.28405 | 0.27391 | 0.24976 | 0.22818 | 0.20947 | 0.19223 | 0.17506
ENERGY STAR Com. ASHP (LFL) + Env. CC | Baseline uncompeted | Northwest, Great Basin, Rocky Mountains, Upper Midwest, Lakes/Mid-Atl., Northeast | Commercial (New), Commercial (Existing) | Heating (Equip.), Cooling (Equip.) | -5.0263 | 38.8646 | 55.0044 | 3060.9963 | 0.48231 | 0.46951 | 0.45833 | 0.44925 | 0.44229 | 0.43414 | 0.42802 | 0.42376 | 0.42068 | 0.41964 | 0.41356 | 0.41047 | 0.40621 | 0.40442 | 0.40347 | 0.40043 | 0.39702 | 0.39202 | 0.38653 | 0.3798 | 0.3743 | 0.36888 | 0.36131 | 0.35651 | 0.34794 | 0.34086
ENERGY STAR Com. ASHP (LFL) + Env. CC | Efficient uncompeted | Northwest, Great Basin, Rocky Mountains, Upper Midwest, Lakes/Mid-Atl., Northeast | Commercial (New), Commercial (Existing) | Heating (Equip.), Cooling (Equip.) | -5.0263 | 38.8646 | 55.0044 | 3060.9963 | 0.47819 | 0.46161 | 0.4469 | 0.43447 | 0.42428 | 0.41312 | 0.40411 | 0.39699 | 0.39118 | 0.3874 | 0.37901 | 0.3736 | 0.36719 | 0.36309 | 0.35989 | 0.35519 | 0.35067 | 0.34505 | 0.33915 | 0.33227 | 0.32656 | 0.32118 | 0.31409 | 0.30945 | 0.30153 | 0.29488
ENERGY STAR Com. ASHP (LFL) + Env. CC | Baseline competed | Northwest, Great Basin, Rocky Mountains, Upper Midwest, Lakes/Mid-Atl., Northeast | Commercial (New), Commercial (Existing) | Heating (Equip.), Cooling (Equip.) | -5.0263 | 38.8646 | 55.0044 | 3060.9963 | 0.48231 | 0.46951 | 0.45833 | 0.44925 | 0.44229 | 0.40794 | 0.37795 | 0.35196 | 0.32889 | 0.30919 | 0.28755 | 0.26969 | 0.25252 | 0.23812 | 0.22535 | 0.21317 | 0.20426 | 0.19757 | 0.19194 | 0.18611 | 0.1766 | 0.16254 | 0.14893 | 0.13757 | 0.12573 | 0.11535
ENERGY STAR Com. ASHP (LFL) + Env. CC | Efficient competed | Northwest, Great Basin, Rocky Mountains, Upper Midwest, Lakes/Mid-Atl., Northeast | Commercial (New), Commercial (Existing) | Heating (Equip.), Cooling (Equip.) | -5.0263 | 38.8646 | 55.0044 | 3060.9963 | 0.47819 | 0.46161 | 0.4469 | 0.43447 | 0.42428 | 0.38835 | 0.35706 | 0.32994 | 0.30597 | 0.28548 | 0.26344 | 0.24524 | 0.22789 | 0.21329 | 0.20039 | 0.18837 | 0.17957 | 0.17293 | 0.16729 | 0.16155 | 0.15267 | 0.14 | 0.12787 | 0.11777 | 0.10727 | 0.098077
ENERGY STAR Com. ASHP (RST) + Env. | Baseline uncompeted | California, Upper Midwest, Lower Midwest, Texas, Southwest, Southeast | Commercial (New), Commercial (Existing) | Heating (Equip.), Cooling (Equip.) | 1.0674 | 18.7239 | 22.2049 | 1786.043 | 4.4734 | 4.3788 | 4.2992 | 4.2193 | 4.1785 | 4.1901 | 4.1985 | 4.1845 | 4.2463 | 4.2628 | 4.2476 | 4.254 | 4.2633 | 4.2807 | 4.2617 | 4.2518 | 4.2462 | 4.2376 | 4.2375 | 4.238 | 4.2308 | 4.2029 | 4.1729 | 4.1559 | 4.1355 | 4.0922
ENERGY STAR Com. ASHP (RST) + Env. | Efficient uncompeted | California, Upper Midwest, Lower Midwest, Texas, Southwest, Southeast | Commercial (New), Commercial (Existing) | Heating (Equip.), Cooling (Equip.) | 1.0674 | 18.7239 | 22.2049 | 1786.043 | 4.3811 | 4.2026 | 4.0457 | 3.894 | 3.7837 | 3.7245 | 3.6657 | 3.5896 | 3.5827 | 3.5409 | 3.475 | 3.4297 | 3.3916 | 3.3782 | 3.3454 | 3.3343 | 3.3305 | 3.325 | 3.3273 | 3.3303 | 3.3287 | 3.3114 | 3.2928 | 3.2848 | 3.2745 | 3.2451
ENERGY STAR Com. ASHP (RST) + Env. | Baseline competed | California, Upper Midwest, Lower Midwest, Texas, Southwest, Southeast | Commercial (New), Commercial (Existing) | Heating (Equip.), Cooling (Equip.) | 1.0674 | 18.7239 | 22.2049 | 1786.043 | 0.019177 | 0.017585 | 0.016155 | 0.014838 | 0.013721 | 0.012563 | 0.011484 | 0.01046 | 0.0096728 | 0.0088383 | 0.0080327 | 0.0073443 | 0.0067123 | 0.0062122 | 0.0057809 | 0.0052332 | 0.0047549 | 0.0043133 | 0.0039174 | 0.0035551 | 0.0032138 | 0.0028916 | 0.0025977 | 0.0023402 | 0.0021053 | 0.0018858
ENERGY STAR Com. ASHP (RST) + Env. | Efficient competed | California, Upper Midwest, Lower Midwest, Texas, Southwest, Southeast | Commercial (New), Commercial (Existing) | Heating (Equip.), Cooling (Equip.) | 1.0674 | 18.7239 | 22.2049 | 1786.043 | 0.017804 | 0.015335 | 0.013193 | 0.011305 | 0.0097061 | 0.0082399 | 0.0069471 | 0.0057953 | 0.0048652 | 0.0039941 | 0.0032188 | 0.0025695 | 0.0020187 | 0.0016665 | 0.0014207 | 0.0012431 | 0.0011181 | 0.0010039 | 0.00090223 | 0.00081002 | 0.0007244 | 0.00064622 | 0.0005759 | 0.00051458 | 0.00045884 | 0.00040722
ENERGY STAR Com. ASHP (RST) + Env. CC | Baseline uncompeted | Northwest, Great Basin, Rocky Mountains, Upper Midwest, Lakes/Mid-Atl., Northeast | Commercial (New), Commercial (Existing) | Heating (Equip.), Cooling (Equip.) | 1.962 | 17.0766 | 22.4458 | 1198.65 | 2.8854 | 2.8364 | 2.8009 | 2.7766 | 2.7658 | 2.7492 | 2.7441 | 2.7521 | 2.7561 | 2.7714 | 2.7591 | 2.7547 | 2.7496 | 2.7579 | 2.7748 | 2.7766 | 2.775 | 2.7628 | 2.7498 | 2.7276 | 2.7115 | 2.6963 | 2.6665 | 2.6575 | 2.6224 | 2.5967
ENERGY STAR Com. ASHP (RST) + Env. CC | Efficient uncompeted | Northwest, Great Basin, Rocky Mountains, Upper Midwest, Lakes/Mid-Atl., Northeast | Commercial (New), Commercial (Existing) | Heating (Equip.), Cooling (Equip.) | 1.962 | 17.0766 | 22.4458 | 1198.65 | 2.7747 | 2.625 | 2.4967 | 2.3836 | 2.287 | 2.1903 | 2.1075 | 2.0392 | 1.9717 | 1.9155 | 1.8442 | 1.7802 | 1.7206 | 1.6908 | 1.6888 | 1.6895 | 1.6947 | 1.6947 | 1.6949 | 1.6884 | 1.6859 | 1.6851 | 1.675 | 1.6782 | 1.6643 | 1.6571
ENERGY STAR Com. ASHP (RST) + Env. CC | Baseline competed | Northwest, Great Basin, Rocky Mountains, Upper Midwest, Lakes/Mid-Atl., Northeast | Commercial (New), Commercial (Existing) | Heating (Equip.), Cooling (Equip.) | 1.962 | 17.0766 | 22.4458 | 1198.65 | 0.0046941 | 0.0046021 | 0.0045206 | 0.0044618 | 0.0044224 | 0.004018 | 0.003668 | 0.0033623 | 0.0030825 | 0.0028413 | 0.002592 | 0.0023804 | 0.002186 | 0.002029 | 0.0018985 | 0.0017312 | 0.0015752 | 0.001427 | 0.0012911 | 0.0011652 | 0.0010537 | 0.00095238 | 0.00085659 | 0.00077675 | 0.00069831 | 0.00062982
ENERGY STAR Com. ASHP (RST) + Env. CC | Efficient competed | Northwest, Great Basin, Rocky Mountains, Upper Midwest, Lakes/Mid-Atl., Northeast | Commercial (New), Commercial (Existing) | Heating (Equip.), Cooling (Equip.) | 1.962 | 17.0766 | 22.4458 | 1198.65 | 0.004375 | 0.003993 | 0.0036442 | 0.0033304 | 0.003045 | 0.0025651 | 0.002161 | 0.0018158 | 0.0015151 | 0.0012604 | 0.0010249 | 0.0008288 | 0.00066064 | 0.00054808 | 0.00048544 | 0.00043344 | 0.00039168 | 0.00035252 | 0.00031688 | 0.0002841 | 0.00025527 | 0.00022946 | 0.00020538 | 0.00018538 | 0.00016583 | 0.00014881
ENERGY STAR Commercial Gas WH v. 2.0 | Baseline uncompeted | Northwest, Great Basin, California, Rocky Mountains, Upper Midwest, Lower Midwest, Lakes/Mid-Atl., Texas, Southwest, Southeast, Northeast | Commercial (New), Commercial (Existing) | Water Heating | -7.5106 | 15.7529 | 23.8436 | 450.6455 | 5.3784 | 5.2499 | 5.1997 | 5.209 | 5.2839 | 5.346 | 5.4429 | 5.5315 | 5.6509 | 5.7458 | 5.8297 | 5.8815 | 5.9528 | 6.0524 | 6.0698 | 6.1427 | 6.218 | 6.2486 | 6.2619 | 6.2643 | 6.3245 | 6.4692 | 6.4596 | 6.4613 | 6.4963 | 6.548
ENERGY STAR Commercial Gas WH v. 2.0 | Efficient uncompeted | Northwest, Great Basin, California, Rocky Mountains, Upper Midwest, Lower Midwest, Lakes/Mid-Atl., Texas, Southwest, Southeast, Northeast | Commercial (New), Commercial (Existing) | Water Heating | -7.5106 | 15.7529 | 23.8436 | 450.6455 | 5.3633 | 5.221 | 5.1575 | 5.1534 | 5.2144 | 5.2628 | 5.3455 | 5.4201 | 5.5248 | 5.6069 | 5.6888 | 5.7393 | 5.8089 | 5.906 | 5.9228 | 5.9939 | 6.0674 | 6.0971 | 6.1101 | 6.1124 | 6.1711 | 6.3118 | 6.3022 | 6.3038 | 6.3379 | 6.3882
ENERGY STAR Commercial Gas WH v. 2.0 | Baseline competed | Northwest, Great Basin, California, Rocky Mountains, Upper Midwest, Lower Midwest, Lakes/Mid-Atl., Texas, Southwest, Southeast, Northeast | Commercial (New), Commercial (Existing) | Water Heating | -7.5106 | 15.7529 | 23.8436 | 450.6455 | 4e-15 | 0 | 4e-15 | -1e-15 | 2e-15 | -2e-15 | 1e-15 | -3e-15 | 2e-15 | 3e-15 | 4e-15 | 0 | 6e-15 | 8e-15 | -9e-15 | -5e-15 | 0 | 8e-15 | 5e-15 | 1e-15 | 1e-15 | -8e-15 | -6e-15 | 6e-15 | -6e-15 | 8e-15
ENERGY STAR Commercial Gas WH v. 2.0 | Efficient competed | Northwest, Great Basin, California, Rocky Mountains, Upper Midwest, Lower Midwest, Lakes/Mid-Atl., Texas, Southwest, Southeast, Northeast | Commercial (New), Commercial (Existing) | Water Heating | -7.5106 | 15.7529 | 23.8436 | 450.6455 | -4e-15 | -4e-15 | -8e-15 | 8e-15 | -3e-15 | 0 | 1e-15 | 3e-15 | 5e-15 | -1e-15 | 0 | 2e-15 | -7e-15 | -1e-15 | 0 | -2e-15 | -8e-15 | -5e-15 | -1e-15 | -1.1e-14 | -1e-15 | -1e-15 | -5e-15 | 1e-14 | 4e-15 | -5e-15
ENERGY STAR Electric Dryers | Baseline uncompeted | Northwest, Great Basin, California, Rocky Mountains, Upper Midwest, Lower Midwest, Lakes/Mid-Atl., Texas, Southwest, Southeast, Northeast | Residential (New), Residential (Existing) | Other | -4.4347 | 18.1167 | 38.42 | 2530.0324 | 9.3355 | 9.376 | 9.4404 | 9.5332 | 9.6712 | 9.8416 | 10.0301 | 10.2112 | 10.4753 | 10.7083 | 10.8538 | 11.0657 | 11.2866 | 11.5287 | 11.7456 | 11.9641 | 12.1692 | 12.349 | 12.5203 | 12.691 | 12.8653 | 13.0003 | 13.126 | 13.2661 | 13.3692 | 13.4412
ENERGY STAR Electric Dryers | Efficient uncompeted | Northwest, Great Basin, California, Rocky Mountains, Upper Midwest, Lower Midwest, Lakes/Mid-Atl., Texas, Southwest, Southeast, Northeast | Residential (New), Residential (Existing) | Other | -4.4347 | 18.1167 | 38.42 | 2530.0324 | 9.2959 | 9.2975 | 9.3235 | 9.3779 | 9.4768 | 9.6073 | 9.7551 | 9.8952 | 10.1151 | 10.3043 | 10.409 | 10.5771 | 10.7552 | 10.9717 | 11.1777 | 11.3857 | 11.5809 | 11.752 | 11.915 | 12.0774 | 12.2433 | 12.3718 | 12.4914 | 12.6248 | 12.7228 | 12.7914
ENERGY STAR Electric Dryers | Baseline competed | Northwest, Great Basin, California, Rocky Mountains, Upper Midwest, Lower Midwest, Lakes/Mid-Atl., Texas, Southwest, Southeast, Northeast | Residential (New), Residential (Existing) | Other | -4.4347 | 18.1167 | 38.42 | 2530.0324 | 9.3355 | 9.376 | 9.4404 | 9.5332 | 9.6712 | 9.8416 | 10.0301 | 10.2112 | 10.4753 | 10.7083 | 10.8538 | 11.0657 | 11.2866 | 11.5287 | 11.7456 | 11.9641 | 12.1692 | 12.349 | 12.5203 | 12.691 | 12.8653 | 13.0003 | 13.126 | 13.2661 | 13.3692 | 13.4412
ENERGY STAR Electric Dryers | Efficient competed | Northwest, Great Basin, California, Rocky Mountains, Upper Midwest, Lower Midwest, Lakes/Mid-Atl., Texas, Southwest, Southeast, Northeast | Residential (New), Residential (Existing) | Other | -4.4347 | 18.1167 | 38.42 | 2530.0324 | 9.2959 | 9.2975 | 9.3235 | 9.3779 | 9.4768 | 9.6073 | 9.7551 | 9.8952 | 10.1151 | 10.3043 | 10.409 | 10.5771 | 10.7552 | 10.9717 | 11.1777 | 11.3857 | 11.5809 | 11.752 | 11.915 | 12.0774 | 12.2433 | 12.3718 | 12.4914 | 12.6247 | 12.7228 | 12.7914
ENERGY STAR Electronics | Baseline uncompeted | Northwest, Great Basin, California, Rocky Mountains, Upper Midwest, Lower Midwest, Lakes/Mid-Atl., Texas, Southwest, Southeast, Northeast | Residential (New), Residential (Existing) | Computers and Electronics | 999 | 0 | -448.338 | -30407.2259 | 8.8562 | 8.5267 | 8.2344 | 7.9687 | 7.7434 | 7.5444 | 7.369 | 7.1969 | 7.0713 | 6.9333 | 6.7473 | 6.6022 | 6.4721 | 6.3632 | 6.2494 | 6.1452 | 6.0476 | 5.9498 | 5.8607 | 5.7783 | 5.7104 | 5.6402 | 5.5752 | 5.5326 | 5.4805 | 5.4282
ENERGY STAR Electronics | Efficient uncompeted | Northwest, Great Basin, California, Rocky Mountains, Upper Midwest, Lower Midwest, Lakes/Mid-Atl., Texas, Southwest, Southeast, Northeast | Residential (New), Residential (Existing) | Computers and Electronics | 999 | 0 | -448.338 | -30407.2259 | 8.6015 | 8.0446 | 7.5475 | 7.0969 | 6.7285 | 6.5984 | 6.4795 | 6.378 | 6.2996 | 6.2015 | 6.0593 | 5.9535 | 5.8601 | 5.7851 | 5.7045 | 5.6319 | 5.5641 | 5.495 | 5.4328 | 5.3756 | 5.3305 | 5.2813 | 5.2353 | 5.209 | 5.1726 | 5.1352
ENERGY STAR Electronics | Baseline competed | Northwest, Great Basin, California, Rocky Mountains, Upper Midwest, Lower Midwest, Lakes/Mid-Atl., Texas, Southwest, Southeast, Northeast | Residential (New), Residential (Existing) | Computers and Electronics | 999 | 0 | -448.338 | -30407.2259 | 8.8562 | 8.5267 | 8.2344 | 7.9687 | 7.7434 | 7.5444 | 7.369 | 7.1969 | 7.0713 | 6.9333 | 6.7473 | 6.6022 | 6.4721 | 6.3632 | 6.2494 | 6.1452 | 6.0476 | 5.9498 | 5.8607 | 5.7783 | 5.7104 | 5.6402 | 5.5752 | 5.5326 | 5.4805 | 5.4282
ENERGY STAR Electronics | Efficient competed | Northwest, Great Basin, California, Rocky Mountains, Upper Midwest, Lower Midwest, Lakes/Mid-Atl., Texas, Southwest, Southeast, Northeast | Residential (New), Residential (Existing) | Computers and Electronics | 999 | 0 | -448.338 | -30407.2259 | 8.6015 | 8.0446 | 7.5475 | 7.0969 | 6.7285 | 6.5984 | 6.4795 | 6.378 | 6.2996 | 6.2015 | 6.0593 | 5.9535 | 5.8601 | 5.7851 | 5.7045 | 5.6319 | 5.5641 | 5.495 | 5.4328 | 5.3756 | 5.3305 | 5.2813 | 5.2353 | 5.209 | 5.1726 | 5.1352
ENERGY STAR Gas Dryers v. 1.1 | Baseline uncompeted | Northwest, Great Basin, California, Rocky Mountains, Upper Midwest, Lower Midwest, Lakes/Mid-Atl., Texas, Southwest, Southeast, Northeast | Residential (New), Residential (Existing) | Other | -21.1208 | 98.726 | 167.2512 | 3161.0517 | 0.50315 | 0.49041 | 0.48492 | 0.48438 | 0.496 | 0.50632 | 0.51889 | 0.53096 | 0.54551 | 0.55874 | 0.57127 | 0.58118 | 0.59307 | 0.60795 | 0.61655 | 0.62989 | 0.64361 | 0.65378 | 0.66226 | 0.66941 | 0.68192 | 0.70714 | 0.71428 | 0.72121 | 0.73062 | 0.74154
ENERGY STAR Gas Dryers v. 1.1 | Efficient uncompeted | Northwest, Great Basin, California, Rocky Mountains, Upper Midwest, Lower Midwest, Lakes/Mid-Atl., Texas, Southwest, Southeast, Northeast | Residential (New), Residential (Existing) | Other | -21.1208 | 98.726 | 167.2512 | 3161.0517 | 0.50116 | 0.48659 | 0.47934 | 0.47705 | 0.48674 | 0.49512 | 0.50567 | 0.51569 | 0.52807 | 0.53912 | 0.54945 | 0.55721 | 0.5669 | 0.58012 | 0.58821 | 0.60093 | 0.61402 | 0.62372 | 0.63182 | 0.63863 | 0.65057 | 0.67463 | 0.68144 | 0.68805 | 0.69703 | 0.70744
ENERGY STAR Gas Dryers v. 1.1 | Baseline competed | Northwest, Great Basin, California, Rocky Mountains, Upper Midwest, Lower Midwest, Lakes/Mid-Atl., Texas, Southwest, Southeast, Northeast | Residential (New), Residential (Existing) | Other | -21.1208 | 98.726 | 167.2512 | 3161.0517 | 0.25157 | 0.2452 | 0.24246 | 0.24219 | 0.248 | 0.25316 | 0.25945 | 0.26548 | 0.27275 | 0.27937 | 0.28564 | 0.29059 | 0.29654 | 0.30397 | 0.30828 | 0.31495 | 0.32181 | 0.32689 | 0.33113 | 0.3347 | 0.34096 | 0.35357 | 0.35714 | 0.3606 | 0.36531 | 0.37077
ENERGY STAR Gas Dryers v. 1.1 | Efficient competed | Northwest, Great Basin, California, Rocky Mountains, Upper Midwest, Lower Midwest, Lakes/Mid-Atl., Texas, Southwest, Southeast, Northeast | Residential (New), Residential (Existing) | Other | -21.1208 | 98.726 | 167.2512 | 3161.0517 | 0.25058 | 0.2433 | 0.23967 | 0.23852 | 0.24337 | 0.24756 | 0.25284 | 0.25784 | 0.26403 | 0.26956 | 0.27473 | 0.27861 | 0.28345 | 0.29006 | 0.2941 | 0.30047 | 0.30701 | 0.31186 | 0.31591 | 0.31932 | 0.32529 | 0.33731 | 0.34072 | 0.34402 | 0.34852 | 0.35372
ENERGY STAR Gas Storage WH v. 5.0 | Baseline uncompeted | Northwest, Great Basin, California, Rocky Mountains, Upper Midwest, Lower Midwest, Lakes/Mid-Atl., Texas, Southwest, Southeast, Northeast | Residential (New), Residential (Existing) | Water Heating | 999 | 0 | -2.9513 | -55.7794 | 12.0923 | 11.677 | 11.4402 | 11.336 | 11.5287 | 11.6985 | 11.911 | 12.1057 | 12.362 | 12.5868 | 12.7987 | 12.9502 | 13.1338 | 13.3711 | 13.4614 | 13.6484 | 13.8374 | 13.946 | 14.0186 | 14.0651 | 14.2276 | 14.6572 | 14.7131 | 14.7664 | 14.8714 | 15.0073
ENERGY STAR Gas Storage WH v. 5.0 | Efficient uncompeted | Northwest, Great Basin, California, Rocky Mountains, Upper Midwest, Lower Midwest, Lakes/Mid-Atl., Texas, Southwest, Southeast, Northeast | Residential (New), Residential (Existing) | Water Heating | 999 | 0 | -2.9513 | -55.7794 | 11.8127 | 11.1428 | 10.6634 | 10.3203 | 10.2509 | 10.1589 | 10.1008 | 10.0237 | 9.9936 | 9.9335 | 9.8596 | 9.7377 | 9.654 | 9.7959 | 9.8613 | 9.9982 | 10.1367 | 10.2162 | 10.2695 | 10.3035 | 10.4225 | 10.7372 | 10.7782 | 10.8172 | 10.8942 | 10.9937
ENERGY STAR Gas Storage WH v. 5.0 | Baseline competed | Northwest, Great Basin, California, Rocky Mountains, Upper Midwest, Lower Midwest, Lakes/Mid-Atl., Texas, Southwest, Southeast, Northeast | Residential (New), Residential (Existing) | Water Heating | 999 | 0 | -2.9513 | -55.7794 | 5.6144 | 5.4183 | 5.3072 | 5.2576 | 5.3402 | 5.3958 | 5.4667 | 5.5259 | 5.4733 | 5.4167 | 5.3565 | 5.2803 | 5.2224 | 5.1623 | 5.0635 | 5.0095 | 4.9623 | 4.8958 | 4.8283 | 4.7625 | 4.7389 | 4.7839 | 4.7089 | 4.6421 | 4.5908 | 4.5451
ENERGY STAR Gas Storage WH v. 5.0 | Efficient competed | Northwest, Great Basin, California, Rocky Mountains, Upper Midwest, Lower Midwest, Lakes/Mid-Atl., Texas, Southwest, Southeast, Northeast | Residential (New), Residential (Existing) | Water Heating | 999 | 0 | -2.9513 | -55.7794 | 5.487 | 5.1743 | 4.9516 | 4.792 | 4.7545 | 4.6924 | 4.6428 | 4.5824 | 4.4334 | 4.2836 | 4.1338 | 3.9749 | 3.8394 | 3.782 | 3.7093 | 3.6697 | 3.6352 | 3.5865 | 3.537 | 3.4888 | 3.4715 | 3.5045 | 3.4496 | 3.4006 | 3.3631 | 3.3295
ENERGY STAR Refrigerator | Baseline uncompeted | Northwest, Great Basin, California, Rocky Mountains, Upper Midwest, Lower Midwest, Lakes/Mid-Atl., Texas, Southwest, Southeast, Northeast | Residential (New), Residential (Existing) | Refrigeration | 999 | 0 | -234.1004 | -15883.9502 | 11.9872 | 11.7535 | 11.5902 | 11.4901 | 11.4675 | 11.5035 | 11.589 | 11.6897 | 11.8871 | 12.074 | 12.1609 | 12.3143 | 12.4941 | 12.7216 | 12.9327 | 13.1567 | 13.3813 | 13.586 | 13.7837 | 13.9692 | 14.1584 | 14.3002 | 14.4101 | 14.5431 | 14.6138 | 14.6463
ENERGY STAR Refrigerator | Efficient uncompeted | Northwest, Great Basin, California, Rocky Mountains, Upper Midwest, Lower Midwest, Lakes/Mid-Atl., Texas, Southwest, Southeast, Northeast | Residential (New), Residential (Existing) | Refrigeration | 999 | 0 | -234.1004 | -15883.9502 | 11.9507 | 11.6827 | 11.4864 | 11.3543 | 11.2998 | 11.3035 | 11.3564 | 11.4241 | 11.5861 | 11.7376 | 11.7917 | 11.9101 | 12.0538 | 12.243 | 12.4165 | 12.6026 | 12.7991 | 12.9949 | 13.184 | 13.3615 | 13.5424 | 13.6781 | 13.7831 | 13.9104 | 13.978 | 14.0091
ENERGY STAR Refrigerator | Baseline competed | Northwest, Great Basin, California, Rocky Mountains, Upper Midwest, Lower Midwest, Lakes/Mid-Atl., Texas, Southwest, Southeast, Northeast | Residential (New), Residential (Existing) | Refrigeration | 999 | 0 | -234.1004 | -15883.9502 | 8.5591 | 8.3945 | 8.2816 | 8.2148 | 8.2037 | 8.2158 | 8.2643 | 8.3243 | 8.4527 | 8.5733 | 8.6236 | 8.721 | 8.8367 | 8.9851 | 9.1213 | 9.2659 | 9.4076 | 9.5347 | 9.6564 | 9.7691 | 9.884 | 9.9662 | 10.0269 | 10.1042 | 10.1395 | 10.15
ENERGY STAR Refrigerator | Efficient competed | Northwest, Great Basin, California, Rocky Mountains, Upper Midwest, Lower Midwest, Lakes/Mid-Atl., Texas, Southwest, Southeast, Northeast | Residential (New), Residential (Existing) | Refrigeration | 999 | 0 | -234.1004 | -15883.9502 | 8.5331 | 8.3439 | 8.2074 | 8.1176 | 8.0836 | 8.0729 | 8.0984 | 8.1352 | 8.2387 | 8.3344 | 8.3618 | 8.4348 | 8.5253 | 8.6472 | 8.7573 | 8.8757 | 8.9983 | 9.1199 | 9.2363 | 9.3441 | 9.454 | 9.5326 | 9.5907 | 9.6646 | 9.6983 | 9.7084
ENERGY STAR Res. ASHP (FS) + Env. | Baseline uncompeted | California, Upper Midwest, Lower Midwest, Texas, Southwest, Southeast | Residential (New), Residential (Existing) | Heating (Equip.), Cooling (Equip.) | -11.0878 | 43.5504 | 62.9351 | 738.7674 | 26.7111 | 25.8771 | 25.335 | 24.9864 | 25.0701 | 25.2505 | 25.4969 | 25.7006 | 26.2103 | 26.5996 | 26.8944 | 27.1845 | 27.5739 | 28.0663 | 28.326 | 28.7197 | 29.1474 | 29.4675 | 29.7464 | 30.0087 | 30.3749 | 30.9448 | 31.1633 | 31.3872 | 31.6533 | 31.8497
ENERGY STAR Res. ASHP (FS) + Env. | Efficient uncompeted | California, Upper Midwest, Lower Midwest, Texas, Southwest, Southeast | Residential (New), Residential (Existing) | Heating (Equip.), Cooling (Equip.) | -11.0878 | 43.5504 | 62.9351 | 738.7674 | 26.4643 | 25.4623 | 24.7935 | 24.3328 | 24.2391 | 24.2767 | 24.3641 | 24.3967 | 24.7638 | 24.9776 | 25.0558 | 25.1962 | 25.4246 | 25.7303 | 25.8782 | 26.0893 | 26.3653 | 26.5793 | 26.8026 | 27.0606 | 27.2914 | 27.3925 | 27.5195 | 27.6774 | 27.8302 | 27.8493
ENERGY STAR Res. ASHP (FS) + Env. | Baseline competed | California, Upper Midwest, Lower Midwest, Texas, Southwest, Southeast | Residential (New), Residential (Existing) | Heating (Equip.), Cooling (Equip.) | -11.0878 | 43.5504 | 62.9351 | 738.7674 | 0.00050479 | 0.00048542 | 0.00047704 | 0.00047728 | 0.00049376 | 0.00046673 | 0.00044329 | 0.00042057 | 0.00040105 | 0.00038196 | 0.000364 | 0.00034609 | 0.00033085 | 0.00031795 | 0.00030242 | 0.00028981 | 0.00027778 | 0.00026486 | 0.00025192 | 0.0002392 | 0.00022959 | 0.00022276 | 0.00021053 | 0.00019892 | 0.00018865 | 0.00017937
ENERGY STAR Res. ASHP (FS) + Env. | Efficient competed | California, Upper Midwest, Lower Midwest, Texas, Southwest, Southeast | Residential (New), Residential (Existing) | Heating (Equip.), Cooling (Equip.) | -11.0878 | 43.5504 | 62.9351 | 738.7674 | 0.00050406 | 0.00048753 | 0.00048421 | 0.00049105 | 0.00051286 | 0.00047663 | 0.00044493 | 0.00041424 | 0.00039109 | 0.00036737 | 0.00034303 | 0.00032246 | 0.00030434 | 0.00028851 | 0.00027222 | 0.00025756 | 0.0002434 | 0.00023036 | 0.00021768 | 0.00020648 | 0.00019634 | 0.00018098 | 0.00016947 | 0.00016017 | 0.00015172 | 0.00014293
ENERGY STAR Res. ASHP (FS) + Env. CC | Baseline uncompeted | Northwest, Great Basin, Rocky Mountains, Upper Midwest, Lakes/Mid-Atl., Northeast | Residential (New), Residential (Existing) | Heating (Equip.), Cooling (Equip.) | -7.4718 | 29.5169 | 43.1321 | 461.3436 | 47.0825 | 45.2241 | 43.8171 | 42.8375 | 42.7158 | 42.5647 | 42.6221 | 42.6825 | 42.9753 | 43.1868 | 43.3544 | 43.38 | 43.5228 | 43.8097 | 43.7908 | 43.9965 | 44.2257 | 44.248 | 44.2037 | 44.0472 | 44.1584 | 44.8477 | 44.7534 | 44.6787 | 44.6313 | 44.63
ENERGY STAR Res. ASHP (FS) + Env. CC | Efficient uncompeted | Northwest, Great Basin, Rocky Mountains, Upper Midwest, Lakes/Mid-Atl., Northeast | Residential (New), Residential (Existing) | Heating (Equip.), Cooling (Equip.) | -7.4718 | 29.5169 | 43.1321 | 461.3436 | 46.65 | 44.5381 | 42.9912 | 41.9406 | 41.6312 | 41.2733 | 41.0958 | 40.9941 | 41.0298 | 41.1134 | 40.9483 | 40.8321 | 40.7625 | 40.8201 | 40.8949 | 41.0079 | 41.038 | 40.9465 | 40.8091 | 40.5602 | 40.429 | 40.2626 | 39.9713 | 39.8478 | 39.3749 | 38.9642
ENERGY STAR Res. ASHP (FS) + Env. CC | Baseline competed | Northwest, Great Basin, Rocky Mountains, Upper Midwest, Lakes/Mid-Atl., Northeast | Residential (New), Residential (Existing) | Heating (Equip.), Cooling (Equip.) | -7.4718 | 29.5169 | 43.1321 | 461.3436 | 0.0019798 | 0.0019006 | 0.0018557 | 0.0018359 | 0.001871 | 0.0017775 | 0.0016958 | 0.0016166 | 0.0015481 | 0.0014807 | 0.0014169 | 0.0013523 | 0.0012973 | 0.0012512 | 0.001194 | 0.0011479 | 0.0011036 | 0.0010557 | 0.001007 | 0.0009591 | 0.00092104 | 0.0008987 | 0.00085371 | 0.0008109 | 0.00077283 | 0.00073815
ENERGY STAR Res. ASHP (FS) + Env. CC | Efficient competed | Northwest, Great Basin, Rocky Mountains, Upper Midwest, Lakes/Mid-Atl., Northeast | Residential (New), Residential (Existing) | Heating (Equip.), Cooling (Equip.) | -7.4718 | 29.5169 | 43.1321 | 461.3436 | 0.001979 | 0.0019121 | 0.0018866 | 0.0018908 | 0.0019467 | 0.001825 | 0.0017149 | 0.0016144 | 0.0015232 | 0.0014373 | 0.0013554 | 0.0012785 | 0.001213 | 0.0011576 | 0.0011028 | 0.0010529 | 0.0010032 | 0.00095337 | 0.00090373 | 0.00085805 | 0.00081657 | 0.00076335 | 0.00072031 | 0.00068517 | 0.00065019 | 0.00061683
ENERGY STAR Res. ASHP (LFL) + Env. | Baseline uncompeted | California, Upper Midwest, Lower Midwest, Texas, Southwest, Southeast | Residential (New), Residential (Existing) | Heating (Equip.), Cooling (Equip.) | 1.249 | 13.6016 | 23.0539 | 1596.8867 | 11.5687 | 11.4448 | 11.3683 | 11.3227 | 11.363 | 11.4689 | 11.6138 | 11.719 | 12.0717 | 12.3039 | 12.4192 | 12.6373 | 12.9366 | 13.2608 | 13.4751 | 13.7157 | 13.9146 | 14.1065 | 14.3018 | 14.5364 | 14.7852 | 14.983 | 15.1826 | 15.3718 | 15.5577 | 15.6675
ENERGY STAR Res. ASHP (LFL) + Env. | Efficient uncompeted | California, Upper Midwest, Lower Midwest, Texas, Southwest, Southeast | Residential (New), Residential (Existing) | Heating (Equip.), Cooling (Equip.) | 1.249 | 13.6016 | 23.0539 | 1596.8867 | 11.5059 | 11.3231 | 11.1906 | 11.0912 | 11.0784 | 11.1309 | 11.2222 | 11.2762 | 11.5681 | 11.7442 | 11.8092 | 11.9726 | 12.2132 | 12.477 | 12.6381 | 12.8273 | 12.9851 | 13.1365 | 13.2913 | 13.4827 | 13.6879 | 13.8464 | 14.0066 | 14.1577 | 14.3092 | 14.3954
ENERGY STAR Res. ASHP (LFL) + Env. | Baseline competed | California, Upper Midwest, Lower Midwest, Texas, Southwest, Southeast | Residential (New), Residential (Existing) | Heating (Equip.), Cooling (Equip.) | 1.249 | 13.6016 | 23.0539 | 1596.8867 | 11.5456 | 11.4219 | 11.3454 | 11.2996 | 11.3396 | 10.6176 | 9.9803 | 9.3532 | 8.9535 | 8.4865 | 7.971 | 7.551 | 7.2 | 6.8793 | 6.5221 | 6.1388 | 5.7623 | 5.4085 | 5.0791 | 4.7841 | 4.5119 | 4.242 | 3.9897 | 3.7516 | 3.5285 | 3.3045
ENERGY STAR Res. ASHP (LFL) + Env. | Efficient competed | California, Upper Midwest, Lower Midwest, Texas, Southwest, Southeast | Residential (New), Residential (Existing) | Heating (Equip.), Cooling (Equip.) | 1.249 | 13.6016 | 23.0539 | 1596.8867 | 11.483 | 11.3003 | 11.1679 | 11.0685 | 11.0554 | 10.3048 | 9.6432 | 8.9979 | 8.5763 | 8.095 | 7.572 | 7.1444 | 6.7859 | 6.4592 | 6.1017 | 5.7228 | 5.3564 | 5.0131 | 4.6945 | 4.4096 | 4.1475 | 3.8892 | 3.6484 | 3.422 | 3.2115 | 3.0023
ENERGY STAR Res. ASHP (LFL) + Env. CC | Baseline uncompeted | Northwest, Great Basin, Rocky Mountains, Upper Midwest, Lakes/Mid-Atl., Northeast | Residential (New), Residential (Existing) | Heating (Equip.), Cooling (Equip.) | 10.0381 | 7.5896 | 15.8276 | 815.8797 | 3.7031 | 3.69 | 3.6794 | 3.686 | 3.7068 | 3.7162 | 3.7345 | 3.7709 | 3.7972 | 3.8395 | 3.8473 | 3.8879 | 3.9258 | 3.9735 | 4.0222 | 4.0707 | 4.1145 | 4.1505 | 4.1802 | 4.204 | 4.2403 | 4.2743 | 4.3032 | 4.3409 | 4.3538 | 4.3783
ENERGY STAR Res. ASHP (LFL) + Env. CC | Efficient uncompeted | Northwest, Great Basin, Rocky Mountains, Upper Midwest, Lakes/Mid-Atl., Northeast | Residential (New), Residential (Existing) | Heating (Equip.), Cooling (Equip.) | 10.0381 | 7.5896 | 15.8276 | 815.8797 | 3.6745 | 3.6342 | 3.5977 | 3.5791 | 3.5754 | 3.5615 | 3.557 | 3.5705 | 3.575 | 3.5954 | 3.5836 | 3.6036 | 3.6212 | 3.6485 | 3.6788 | 3.7113 | 3.7432 | 3.7692 | 3.7901 | 3.8057 | 3.833 | 3.8584 | 3.8793 | 3.9087 | 3.916 | 3.9349
ENERGY STAR Res. ASHP (LFL) + Env. CC | Baseline competed | Northwest, Great Basin, Rocky Mountains, Upper Midwest, Lakes/Mid-Atl., Northeast | Residential (New), Residential (Existing) | Heating (Equip.), Cooling (Equip.) | 10.0381 | 7.5896 | 15.8276 | 815.8797 | 3.7027 | 3.6896 | 3.679 | 3.6856 | 3.7064 | 3.5812 | 3.4717 | 3.3835 | 3.2906 | 3.2146 | 3.1157 | 3.046 | 2.9774 | 2.9181 | 2.8618 | 2.7644 | 2.6689 | 2.5739 | 2.4807 | 2.391 | 2.3131 | 2.2387 | 2.1665 | 2.1025 | 2.0328 | 1.9731
ENERGY STAR Res. ASHP (LFL) + Env. CC | Efficient competed | Northwest, Great Basin, Rocky Mountains, Upper Midwest, Lakes/Mid-Atl., Northeast | Residential (New), Residential (Existing) | Heating (Equip.), Cooling (Equip.) | 10.0381 | 7.5896 | 15.8276 | 815.8797 | 3.6741 | 3.6337 | 3.5972 | 3.5786 | 3.5749 | 3.4309 | 3.3039 | 3.199 | 3.0912 | 3.0009 | 2.8904 | 2.8088 | 2.7292 | 2.6593 | 2.5945 | 2.4947 | 2.4003 | 2.3075 | 2.2173 | 2.1307 | 2.0554 | 1.9836 | 1.9142 | 1.8528 | 1.7867 | 1.7303
ENERGY STAR Res. ASHP (RST) + Env. | Baseline uncompeted | California, Upper Midwest, Lower Midwest, Texas, Southwest, Southeast | Residential (New), Residential (Existing) | Heating (Equip.), Cooling (Equip.) | -4.4154 | 21.9392 | 37.9926 | 2739.1638 | 12.3592 | 12.1862 | 12.0616 | 11.9592 | 11.9386 | 12.0216 | 12.0894 | 12.108 | 12.3599 | 12.4828 | 12.5114 | 12.6157 | 12.7512 | 12.9115 | 12.9962 | 13.1198 | 13.265 | 13.3889 | 13.5063 | 13.6307 | 13.7323 | 13.7799 | 13.8414 | 13.9126 | 13.9905 | 13.9767
ENERGY STAR Res. ASHP (RST) + Env. | Efficient uncompeted | California, Upper Midwest, Lower Midwest, Texas, Southwest, Southeast | Residential (New), Residential (Existing) | Heating (Equip.), Cooling (Equip.) | -4.4154 | 21.9392 | 37.9926 | 2739.1638 | 11.9994 | 11.4914 | 11.0521 | 10.6527 | 10.3435 | 10.1394 | 9.9342 | 9.7006 | 9.6593 | 9.5283 | 9.3374 | 9.2108 | 9.1192 | 9.0547 | 8.9443 | 8.8655 | 8.8096 | 8.7477 | 8.6965 | 8.6665 | 8.6593 | 8.6782 | 8.7542 | 8.8458 | 8.9416 | 8.9846
ENERGY STAR Res. ASHP (RST) + Env. | Baseline competed | California, Upper Midwest, Lower Midwest, Texas, Southwest, Southeast | Residential (New), Residential (Existing) | Heating (Equip.), Cooling (Equip.) | -4.4154 | 21.9392 | 37.9926 | 2739.1638 | 9.3952 | 9.2579 | 9.1529 | 9.0611 | 9.029 | 8.6064 | 8.1969 | 7.7783 | 7.525 | 7.2067 | 6.8526 | 6.5569 | 6.2916 | 6.0501 | 5.7857 | 5.5483 | 5.3307 | 5.1152 | 4.9119 | 4.7235 | 4.5411 | 4.4349 | 4.21 | 4.0012 | 3.806 | 3.5994
ENERGY STAR Res. ASHP (RST) + Env. | Efficient competed | California, Upper Midwest, Lower Midwest, Texas, Southwest, Southeast | Residential (New), Residential (Existing) | Heating (Equip.), Cooling (Equip.) | -4.4154 | 21.9392 | 37.9926 | 2739.1638 | 9.1217 | 8.7306 | 8.3881 | 8.0732 | 7.8254 | 7.2848 | 6.7776 | 6.2839 | 5.9395 | 5.5617 | 5.1735 | 4.8437 | 4.5513 | 4.2888 | 4.0208 | 3.7811 | 3.5649 | 3.3593 | 3.1723 | 3.0052 | 2.8588 | 2.7882 | 2.6567 | 2.5374 | 2.4253 | 2.3063
ENERGY STAR Res. ASHP (RST) + Env. CC | Baseline uncompeted | Northwest, Great Basin, Rocky Mountains, Upper Midwest, Lakes/Mid-Atl., Northeast | Residential (New), Residential (Existing) | Heating (Equip.), Cooling (Equip.) | -1.0475 | 16.3352 | 31.811 | 1771.99 | 7.4859 | 7.4357 | 7.3938 | 7.3916 | 7.4046 | 7.3946 | 7.4027 | 7.4399 | 7.4681 | 7.515 | 7.5164 | 7.5424 | 7.5788 | 7.625 | 7.6982 | 7.7706 | 7.8132 | 7.8346 | 7.8441 | 7.8541 | 7.8817 | 7.9018 | 7.9035 | 7.9287 | 7.9142 | 7.9061
ENERGY STAR Res. ASHP (RST) + Env. CC | Efficient uncompeted | Northwest, Great Basin, Rocky Mountains, Upper Midwest, Lakes/Mid-Atl., Northeast | Residential (New), Residential (Existing) | Heating (Equip.), Cooling (Equip.) | -1.0475 | 16.3352 | 31.811 | 1771.99 | 7.2447 | 6.9639 | 6.7014 | 6.4835 | 6.2878 | 6.0811 | 5.8973 | 5.7439 | 5.591 | 5.4602 | 5.3026 | 5.1692 | 5.0498 | 4.944 | 4.8596 | 4.7778 | 4.6846 | 4.5894 | 4.5014 | 4.4202 | 4.3764 | 4.3818 | 4.412 | 4.4636 | 4.4915 | 4.5238
ENERGY STAR Res. ASHP (RST) + Env. CC | Baseline competed | Northwest, Great Basin, Rocky Mountains, Upper Midwest, Lakes/Mid-Atl., Northeast | Residential (New), Residential (Existing) | Heating (Equip.), Cooling (Equip.) | -1.0475 | 16.3352 | 31.811 | 1771.99 | 6.713 | 6.6669 | 6.6275 | 6.623 | 6.6316 | 6.3883 | 6.1708 | 5.9846 | 5.7794 | 5.595 | 5.3837 | 5.1956 | 5.021 | 4.8575 | 4.7148 | 4.5586 | 4.3906 | 4.2189 | 4.052 | 3.8936 | 3.7639 | 3.6585 | 3.4869 | 3.3337 | 3.1727 | 3.023
ENERGY STAR Res. ASHP (RST) + Env. CC | Efficient competed | Northwest, Great Basin, Rocky Mountains, Upper Midwest, Lakes/Mid-Atl., Northeast | Residential (New), Residential (Existing) | Heating (Equip.), Cooling (Equip.) | -1.0475 | 16.3352 | 31.811 | 1771.99 | 6.4967 | 6.244 | 6.007 | 5.8097 | 5.6318 | 5.2635 | 4.9324 | 4.6412 | 4.3466 | 4.0818 | 3.8097 | 3.5661 | 3.3435 | 3.1395 | 2.9577 | 2.7777 | 2.6006 | 2.4328 | 2.2796 | 2.1391 | 2.0332 | 1.9652 | 1.8823 | 1.8122 | 1.7361 | 1.6653
ENERGY STAR Res. GSHP (FS) | Baseline uncompeted | Northwest, Great Basin, California, Rocky Mountains, Upper Midwest, Lower Midwest, Lakes/Mid-Atl., Texas, Southwest, Southeast, Northeast | Residential (New), Residential (Existing) | Heating (Equip.), Cooling (Equip.) | -21.3624 | 999 | 163.5174 | 1443.0896 | 73.7936 | 71.1012 | 69.152 | 67.8239 | 67.7859 | 67.8152 | 68.119 | 68.3831 | 69.1856 | 69.7864 | 70.2488 | 70.5644 | 71.0967 | 71.8759 | 72.1168 | 72.7161 | 73.373 | 73.7156 | 73.9502 | 74.0559 | 74.5333 | 75.7925 | 75.9168 | 76.0659 | 76.2847 | 76.4797
ENERGY STAR Res. GSHP (FS) | Efficient uncompeted | Northwest, Great Basin, California, Rocky Mountains, Upper Midwest, Lower Midwest, Lakes/Mid-Atl., Texas, Southwest, Southeast, Northeast | Residential (New), Residential (Existing) | Heating (Equip.), Cooling (Equip.) | -21.3624 | 999 | 163.5174 | 1443.0896 | 72.833 | 69.4336 | 66.9337 | 65.1424 | 64.4831 | 63.9141 | 63.583 | 63.2718 | 63.4278 | 63.4791 | 63.1913 | 62.9905 | 62.93 | 63.069 | 63.056 | 63.1584 | 63.2516 | 63.1751 | 63.0717 | 62.9051 | 62.8381 | 62.7138 | 62.7075 | 62.9794 | 62.9365 | 62.8078
ENERGY STAR Res. GSHP (FS) | Baseline competed | Northwest, Great Basin, California, Rocky Mountains, Upper Midwest, Lower Midwest, Lakes/Mid-Atl., Texas, Southwest, Southeast, Northeast | Residential (New), Residential (Existing) | Heating (Equip.), Cooling (Equip.) | -21.3624 | 999 | 163.5174 | 1443.0896 | 2.54e-13 | 2.44e-13 | 1.99e-13 | 3.27e-13 | 2.34e-13 | 1.99e-13 | 1.37e-13 | 2.06e-13 | 9.4e-14 | 2.42e-13 | 2.98e-13 | 1.42e-13 | 3.2e-13 | 2.67e-13 | 1.95e-13 | 1.42e-13 | 7e-14 | 1.78e-13 | 1.46e-13 | 1.3e-13 | 2.02e-13 | 8.6e-14 | 2.04e-13 | 6e-14 | 2.02e-13 | 4.1e-14
ENERGY STAR Res. GSHP (FS) | Efficient competed | Northwest, Great Basin, California, Rocky Mountains, Upper Midwest, Lower Midwest, Lakes/Mid-Atl., Texas, Southwest, Southeast, Northeast | Residential (New), Residential (Existing) | Heating (Equip.), Cooling (Equip.) | -21.3624 | 999 | 163.5174 | 1443.0896 | 1.28e-13 | 1.75e-13 | 1.6e-13 | 1.56e-13 | 2.56e-13 | 2.55e-13 | 1.5e-13 | 2.49e-13 | 1.08e-13 | 2.83e-13 | 2.3e-13 | 2.31e-13 | 1.27e-13 | 1.87e-13 | 1.61e-13 | 1.34e-13 | 2.02e-13 | 1.2e-13 | 1.32e-13 | 8.6e-14 | 8.8e-14 | -1e-15 | 5.4e-14 | 1.12e-13 | 7.4e-14 | 1.61e-13
ENERGY STAR Res. GSHP (LFL) | Baseline uncompeted | Northwest, Great Basin, California, Rocky Mountains, Upper Midwest, Lower Midwest, Lakes/Mid-Atl., Texas, Southwest, Southeast, Northeast | Residential (New), Residential (Existing) | Heating (Equip.), Cooling (Equip.) | 999 | 999 | 999 | 999 | 0.85967 | 0.89142 | 0.92567 | 0.96205 | 1.0027 | 1.0447 | 1.0896 | 1.1369 | 1.194 | 1.2488 | 1.3001 | 1.3618 | 1.425 | 1.4926 | 1.5569 | 1.6225 | 1.6865 | 1.7453 | 1.8018 | 1.8558 | 1.9114 | 1.961 | 2.0086 | 2.0598 | 2.1013 | 2.1408
ENERGY STAR Res. GSHP (LFL) | Efficient uncompeted | Northwest, Great Basin, California, Rocky Mountains, Upper Midwest, Lower Midwest, Lakes/Mid-Atl., Texas, Southwest, Southeast, Northeast | Residential (New), Residential (Existing) | Heating (Equip.), Cooling (Equip.) | 999 | 999 | 999 | 999 | 0.86098 | 0.89403 | 0.9296 | 0.96732 | 1.0093 | 1.0528 | 1.0992 | 1.1479 | 1.2067 | 1.2632 | 1.3162 | 1.3796 | 1.4448 | 1.5144 | 1.5807 | 1.6484 | 1.7144 | 1.7748 | 1.8325 | 1.8874 | 1.9438 | 1.9939 | 2.042 | 2.0937 | 2.1357 | 2.1755
ENERGY STAR Res. GSHP (LFL) | Baseline competed | Northwest, Great Basin, California, Rocky Mountains, Upper Midwest, Lower Midwest, Lakes/Mid-Atl., Texas, Southwest, Southeast, Northeast | Residential (New), Residential (Existing) | Heating (Equip.), Cooling (Equip.) | 999 | 999 | 999 | 999 | 0.013024 | 0.013608 | 0.014327 | 0.015177 | 0.016186 | 0.017307 | 0.018559 | 0.019928 | 0.022336 | 0.02581 | 0.043158 | 0.059432 | 0.074455 | 0.088368 | 0.10138 | 0.11317 | 0.12357 | 0.13243 | 0.14 | 0.14636 | 0.15188 | 0.15608 | 0.15937 | 0.16223 | 0.16376 | 0.1646
ENERGY STAR Res. GSHP (LFL) | Efficient competed | Northwest, Great Basin, California, Rocky Mountains, Upper Midwest, Lower Midwest, Lakes/Mid-Atl., Texas, Southwest, Southeast, Northeast | Residential (New), Residential (Existing) | Heating (Equip.), Cooling (Equip.) | 999 | 999 | 999 | 999 | 0.013044 | 0.013648 | 0.014388 | 0.015261 | 0.016294 | 0.017441 | 0.018721 | 0.020122 | 0.022573 | 0.026106 | 0.043687 | 0.060204 | 0.075475 | 0.089639 | 0.1029 | 0.11494 | 0.12558 | 0.13462 | 0.14234 | 0.14881 | 0.15441 | 0.15866 | 0.16198 | 0.16487 | 0.1664 | 0.16724
ENERGY STAR Res. GSHP (RST) | Baseline uncompeted | Northwest, Great Basin, California, Rocky Mountains, Upper Midwest, Lower Midwest, Lakes/Mid-Atl., Texas, Southwest, Southeast, Northeast | Residential (New), Residential (Existing) | Heating (Equip.), Cooling (Equip.) | -15.8486 | 64.3464 | 121.0242 | 7832.4069 | 19.8451 | 19.6218 | 19.4554 | 19.3509 | 19.3431 | 19.4162 | 19.4921 | 19.5479 | 19.828 | 19.9978 | 20.0278 | 20.1581 | 20.33 | 20.5366 | 20.6945 | 20.8904 | 21.0782 | 21.2235 | 21.3504 | 21.4848 | 21.614 | 21.6817 | 21.7449 | 21.8412 | 21.9047 | 21.8828
ENERGY STAR Res. GSHP (RST) | Efficient uncompeted | Northwest, Great Basin, California, Rocky Mountains, Upper Midwest, Lower Midwest, Lakes/Mid-Atl., Texas, Southwest, Southeast, Northeast | Residential (New), Residential (Existing) | Heating (Equip.), Cooling (Equip.) | -15.8486 | 64.3464 | 121.0242 | 7832.4069 | 19.2477 | 18.4574 | 17.7491 | 17.1208 | 16.6002 | 16.1694 | 15.7567 | 15.3423 | 15.1147 | 14.8169 | 14.4303 | 14.1275 | 13.8697 | 13.6485 | 13.4005 | 13.1824 | 12.9725 | 12.7546 | 12.558 | 12.3912 | 12.302 | 12.3262 | 12.4607 | 12.6348 | 12.787 | 12.8885
ENERGY STAR Res. GSHP (RST) | Baseline competed | Northwest, Great Basin, California, Rocky Mountains, Upper Midwest, Lower Midwest, Lakes/Mid-Atl., Texas, Southwest, Southeast, Northeast | Residential (New), Residential (Existing) | Heating (Equip.), Cooling (Equip.) | -15.8486 | 64.3464 | 121.0242 | 7832.4069 | 8.4823e-08 | 8.3569e-08 | 8.2535e-08 | 8.1584e-08 | 8.1083e-08 | 7.736e-08 | 7.3772e-08 | 7.0146e-08 | 7.031e-08 | 6.8109e-08 | 6.4722e-08 | 6.1868e-08 | 5.9297e-08 | 5.6952e-08 | 5.4462e-08 | 5.2221e-08 | 5.0131e-08 | 4.8057e-08 | 4.6098e-08 | 4.4279e-08 | 4.2557e-08 | 4.1507e-08 | 3.9363e-08 | 3.7385e-08 | 3.5512e-08 | 3.3565e-08
ENERGY STAR Res. GSHP (RST) | Efficient competed | Northwest, Great Basin, California, Rocky Mountains, Upper Midwest, Lower Midwest, Lakes/Mid-Atl., Texas, Southwest, Southeast, Northeast | Residential (New), Residential (Existing) | Heating (Equip.), Cooling (Equip.) | -15.8486 | 64.3464 | 121.0242 | 7832.4069 | 8.232e-08 | 7.873e-08 | 7.5499e-08 | 7.2476e-08 | 6.9972e-08 | 6.5111e-08 | 6.0553e-08 | 5.6142e-08 | 5.4579e-08 | 5.1455e-08 | 4.7671e-08 | 4.4418e-08 | 4.1516e-08 | 3.8899e-08 | 3.6284e-08 | 3.3932e-08 | 3.1783e-08 | 2.9749e-08 | 2.7908e-08 | 2.6265e-08 | 2.4889e-08 | 2.4258e-08 | 2.3183e-08 | 2.2224e-08 | 2.13e-08 | 2.0313e-08
ENERGY STAR Res. HPWH | Baseline uncompeted | Northwest, Great Basin, California, Rocky Mountains, Upper Midwest, Lower Midwest, Lakes/Mid-Atl., Texas, Southwest, Southeast, Northeast | Residential (New), Residential (Existing) | Water Heating | 75.9257 | 1.3168 | 2.4248 | 156.8017 | 22.662 | 22.1952 | 21.8168 | 21.5245 | 21.3436 | 21.2343 | 21.1773 | 21.1097 | 21.4403 | 21.6906 | 21.8062 | 22.0702 | 22.3753 | 22.7321 | 23.0123 | 23.3083 | 23.5514 | 23.7473 | 23.9232 | 24.1019 | 24.2824 | 24.3844 | 24.4718 | 24.577 | 24.6237 | 24.6025
ENERGY STAR Res. HPWH | Efficient uncompeted | Northwest, Great Basin, California, Rocky Mountains, Upper Midwest, Lower Midwest, Lakes/Mid-Atl., Texas, Southwest, Southeast, Northeast | Residential (New), Residential (Existing) | Water Heating | 75.9257 | 1.3168 | 2.4248 | 156.8017 | 21.2231 | 19.3998 | 17.7279 | 16.1875 | 14.7796 | 13.4588 | 12.2036 | 10.9708 | 9.9618 | 8.9149 | 7.8345 | 6.8798 | 6.309 | 6.4063 | 6.4853 | 6.5687 | 6.6372 | 6.6924 | 6.742 | 6.7923 | 6.8432 | 6.872 | 6.8966 | 6.9263 | 6.9394 | 6.9334
ENERGY STAR Res. HPWH | Baseline competed | Northwest, Great Basin, California, Rocky Mountains, Upper Midwest, Lower Midwest, Lakes/Mid-Atl., Texas, Southwest, Southeast, Northeast | Residential (New), Residential (Existing) | Water Heating | 75.9257 | 1.3168 | 2.4248 | 156.8017 | 22.662 | 22.1952 | 21.8168 | 21.5245 | 21.3436 | 21.2343 | 21.1773 | 21.1097 | 21.4403 | 21.6906 | 21.8062 | 22.0702 | 22.3753 | 22.7321 | 23.0123 | 23.3083 | 23.5514 | 23.7473 | 23.9232 | 24.1018 | 24.2824 | 24.3844 | 24.4718 | 24.577 | 24.6237 | 24.6025
ENERGY STAR Res. HPWH | Efficient competed | Northwest, Great Basin, California, Rocky Mountains, Upper Midwest, Lower Midwest, Lakes/Mid-Atl., Texas, Southwest, Southeast, Northeast | Residential (New), Residential (Existing) | Water Heating | 75.9257 | 1.3168 | 2.4248 | 156.8017 | 21.2231 | 19.3998 | 17.7279 | 16.1875 | 14.7796 | 13.4588 | 12.2036 | 10.9708 | 9.9618 | 8.9149 | 7.8345 | 6.8798 | 6.309 | 6.4063 | 6.4853 | 6.5687 | 6.6372 | 6.6924 | 6.742 | 6.7923 | 6.8432 | 6.872 | 6.8966 | 6.9263 | 6.9394 | 6.9334
ENERGY STAR Res. HPWH (FS) 120V | Baseline uncompeted | Northwest, Great Basin, California, Rocky Mountains, Upper Midwest, Lower Midwest, Lakes/Mid-Atl., Texas, Southwest, Southeast, Northeast | Residential (New), Residential (Existing) | Water Heating | -11.5953 | 0 | -16.0945 | -88.5875 | 14.638 | 13.95 | 13.4719 | 13.1624 | 13.1755 | 13.186 | 13.2454 | 13.2882 | 13.3916 | 13.4631 | 13.5197 | 13.5123 | 13.5349 | 13.6064 | 13.5418 | 13.5656 | 13.5936 | 13.5485 | 13.4754 | 13.3766 | 13.3809 | 13.6123 | 13.5284 | 13.4469 | 13.4086 | 13.394
ENERGY STAR Res. HPWH (FS) 120V | Efficient uncompeted | Northwest, Great Basin, California, Rocky Mountains, Upper Midwest, Lower Midwest, Lakes/Mid-Atl., Texas, Southwest, Southeast, Northeast | Residential (New), Residential (Existing) | Water Heating | -11.5953 | 0 | -16.0945 | -88.5875 | 14.5566 | 13.8672 | 13.4377 | 13.2042 | 13.2292 | 13.2636 | 13.3342 | 13.4095 | 13.5346 | 13.659 | 13.6965 | 13.8162 | 13.9739 | 14.1009 | 14.1917 | 14.2598 | 14.3161 | 14.3424 | 14.3725 | 14.3831 | 14.3988 | 14.3403 | 14.2568 | 14.2441 | 14.1528 | 14.0522
ENERGY STAR Res. HPWH (FS) 120V | Baseline competed | Northwest, Great Basin, California, Rocky Mountains, Upper Midwest, Lower Midwest, Lakes/Mid-Atl., Texas, Southwest, Southeast, Northeast | Residential (New), Residential (Existing) | Water Heating | -11.5953 | 0 | -16.0945 | -88.5875 | 3.2827e-05 | 3.0993e-05 | 2.9522e-05 | 2.8446e-05 | 2.7952e-05 | 2.7222e-05 | 2.6711e-05 | 2.6267e-05 | 0.07066 | 0.1324 | 0.1899 | 0.23523 | 0.27017 | 0.31191 | 0.34335 | 0.37225 | 0.39783 | 0.41782 | 0.43313 | 0.44406 | 0.45651 | 0.48074 | 0.49543 | 0.50767 | 0.52222 | 0.53933
ENERGY STAR Res. HPWH (FS) 120V | Efficient competed | Northwest, Great Basin, California, Rocky Mountains, Upper Midwest, Lower Midwest, Lakes/Mid-Atl., Texas, Southwest, Southeast, Northeast | Residential (New), Residential (Existing) | Water Heating | -11.5953 | 0 | -16.0945 | -88.5875 | 3.1873e-05 | 2.9246e-05 | 2.7102e-05 | 2.5405e-05 | 2.4226e-05 | 2.2899e-05 | 2.1788e-05 | 2.0788e-05 | 0.065186 | 0.12126 | 0.17204 | 0.2167 | 0.25496 | 0.29451 | 0.32662 | 0.35452 | 0.37913 | 0.39968 | 0.41663 | 0.42968 | 0.44188 | 0.45773 | 0.47251 | 0.48697 | 0.49973 | 0.51446
ENERGY STAR Res. HPWH (FS) 240V | Baseline uncompeted | Northwest, Great Basin, California, Rocky Mountains, Upper Midwest, Lower Midwest, Lakes/Mid-Atl., Texas, Southwest, Southeast, Northeast | Residential (New), Residential (Existing) | Water Heating | 999 | 0 | -5.3891 | -57.0175 | 14.638 | 13.95 | 13.4719 | 13.1624 | 13.1755 | 13.186 | 13.2454 | 13.2882 | 13.3916 | 13.4631 | 13.5197 | 13.5123 | 13.5349 | 13.6064 | 13.5418 | 13.5656 | 13.5936 | 13.5485 | 13.4754 | 13.3766 | 13.3809 | 13.6123 | 13.5284 | 13.4469 | 13.4086 | 13.394
ENERGY STAR Res. HPWH (FS) 240V | Efficient uncompeted | Northwest, Great Basin, California, Rocky Mountains, Upper Midwest, Lower Midwest, Lakes/Mid-Atl., Texas, Southwest, Southeast, Northeast | Residential (New), Residential (Existing) | Water Heating | 999 | 0 | -5.3891 | -57.0175 | 14.2084 | 13.1777 | 12.4084 | 11.8324 | 11.5102 | 11.1929 | 10.905 | 10.6132 | 10.3573 | 10.0921 | 9.7681 | 9.5298 | 9.3577 | 9.4019 | 9.4613 | 9.5065 | 9.5441 | 9.5616 | 9.5817 | 9.5887 | 9.5992 | 9.5602 | 9.5045 | 9.4961 | 9.4352 | 9.3681
ENERGY STAR Res. HPWH (FS) 240V | Baseline competed | Northwest, Great Basin, California, Rocky Mountains, Upper Midwest, Lower Midwest, Lakes/Mid-Atl., Texas, Southwest, Southeast, Northeast | Residential (New), Residential (Existing) | Water Heating | 999 | 0 | -5.3891 | -57.0175 | 3.7031 | 3.4858 | 3.3068 | 3.1741 | 3.1102 | 3.0253 | 2.9695 | 2.9275 | 3.0579 | 3.1734 | 3.2857 | 3.3767 | 3.4704 | 3.5612 | 3.606 | 3.6636 | 3.7204 | 3.7511 | 3.7644 | 3.7569 | 3.7734 | 3.8761 | 3.9054 | 3.9256 | 3.9583 | 4.003
ENERGY STAR Res. HPWH (FS) 240V | Efficient competed | Northwest, Great Basin, California, Rocky Mountains, Upper Midwest, Lower Midwest, Lakes/Mid-Atl., Texas, Southwest, Southeast, Northeast | Residential (New), Residential (Existing) | Water Heating | 999 | 0 | -5.3891 | -57.0175 | 3.5364 | 3.1742 | 2.8667 | 2.6132 | 2.4207 | 2.22 | 2.0453 | 1.8857 | 1.8669 | 1.8377 | 1.7966 | 1.8175 | 1.8697 | 1.9549 | 2.0276 | 2.093 | 2.1534 | 2.2017 | 2.2409 | 2.2662 | 2.2934 | 2.3355 | 2.3698 | 2.4066 | 2.4309 | 2.4604
ENERGY STAR Res. HPWH (FS) New | Baseline uncompeted | Northwest, Great Basin, California, Rocky Mountains, Upper Midwest, Lower Midwest, Lakes/Mid-Atl., Texas, Southwest, Southeast, Northeast | Residential (New), Residential (Existing) | Water Heating | 43.0436 | 2.3124 | 2.7294 | 28.8981 | 0.15113 | 0.28775 | 0.4175 | 0.54551 | 0.68366 | 0.82001 | 0.95873 | 1.0971 | 1.2401 | 1.3792 | 1.5173 | 1.6494 | 1.7852 | 1.9288 | 2.0529 | 2.1917 | 2.3324 | 2.4596 | 2.5802 | 2.6943 | 2.8284 | 3.0126 | 3.1289 | 3.2435 | 3.3665 | 3.4949
ENERGY STAR Res. HPWH (FS) New | Efficient uncompeted | Northwest, Great Basin, California, Rocky Mountains, Upper Midwest, Lower Midwest, Lakes/Mid-Atl., Texas, Southwest, Southeast, Northeast | Residential (New), Residential (Existing) | Water Heating | 43.0436 | 2.3124 | 2.7294 | 28.8981 | 0.089454 | 0.17664 | 0.26355 | 0.35136 | 0.44053 | 0.53009 | 0.61963 | 0.7098 | 0.8039 | 0.89714 | 0.98293 | 1.0732 | 1.1643 | 1.2591 | 1.3537 | 1.4492 | 1.544 | 1.6353 | 1.7259 | 1.8158 | 1.9058 | 1.9853 | 2.0619 | 2.1458 | 2.2212 | 2.2911
ENERGY STAR Res. HPWH (FS) New | Baseline competed | Northwest, Great Basin, California, Rocky Mountains, Upper Midwest, Lower Midwest, Lakes/Mid-Atl., Texas, Southwest, Southeast, Northeast | Residential (New), Residential (Existing) | Water Heating | 43.0436 | 2.3124 | 2.7294 | 28.8981 | 0.056753 | 0.1038 | 0.14619 | 0.18726 | 0.23333 | 0.27871 | 0.32757 | 0.37917 | 0.51438 | 0.64755 | 0.78058 | 0.91108 | 1.0481 | 1.2434 | 1.4188 | 1.5983 | 1.7749 | 1.9367 | 2.0889 | 2.2318 | 2.3879 | 2.5839 | 2.7211 | 2.8547 | 2.9939 | 3.1363
ENERGY STAR Res. HPWH (FS) New | Efficient competed | Northwest, Great Basin, California, Rocky Mountains, Upper Midwest, Lower Midwest, Lakes/Mid-Atl., Texas, Southwest, Southeast, Northeast | Residential (New), Residential (Existing) | Water Heating | 43.0436 | 2.3124 | 2.7294 | 28.8981 | 0.027633 | 0.051558 | 0.074003 | 0.09624 | 0.12075 | 0.1458 | 0.17289 | 0.20208 | 0.29043 | 0.37858 | 0.46349 | 0.55125 | 0.64215 | 0.774 | 0.90076 | 1.0248 | 1.1454 | 1.26 | 1.3713 | 1.4797 | 1.5863 | 1.6821 | 1.7737 | 1.8701 | 1.9578 | 2.0397
ESTAR IECC Res. N-Elec. Env. | Baseline uncompeted | Northwest, Great Basin, California, Rocky Mountains, Upper Midwest, Lower Midwest, Lakes/Mid-Atl., Texas, Southwest, Southeast, Northeast | Residential (New), Residential (Existing) | Heating (Equip.) | 36.4479 | 2.7421 | 4.0776 | 76.3522 | 67.6796 | 64.5309 | 62.1528 | 60.4759 | 60.0824 | 59.7268 | 59.6972 | 59.6777 | 60.0193 | 60.2115 | 60.3455 | 60.226 | 60.249 | 60.4815 | 60.1927 | 60.2668 | 60.3875 | 60.1977 | 59.889 | 59.4173 | 59.3179 | 60.0872 | 59.7015 | 59.3007 | 59.0057 | 58.7698
ESTAR IECC Res. N-Elec. Env. | Efficient uncompeted | Northwest, Great Basin, California, Rocky Mountains, Upper Midwest, Lower Midwest, Lakes/Mid-Atl., Texas, Southwest, Southeast, Northeast | Residential (New), Residential (Existing) | Heating (Equip.) | 36.4479 | 2.7421 | 4.0776 | 76.3522 | 67.1163 | 63.469 | 60.6342 | 58.5254 | 57.681 | 56.8886 | 56.4184 | 55.9672 | 55.8584 | 55.6147 | 55.3218 | 54.8035 | 54.4207 | 54.2303 | 53.5819 | 53.2619 | 52.9882 | 52.4495 | 51.8173 | 51.0537 | 50.6157 | 50.921 | 50.3058 | 49.7104 | 49.215 | 48.7844
ESTAR IECC Res. N-Elec. Env. | Baseline competed | Northwest, Great Basin, California, Rocky Mountains, Upper Midwest, Lower Midwest, Lakes/Mid-Atl., Texas, Southwest, Southeast, Northeast | Residential (New), Residential (Existing) | Heating (Equip.) | 36.4479 | 2.7421 | 4.0776 | 76.3522 | 2.0498 | 1.9743 | 1.9327 | 1.9201 | 1.9509 | 1.9713 | 2.0022 | 2.0325 | 2.1387 | 2.2343 | 2.3248 | 2.4036 | 2.4859 | 2.5733 | 2.6375 | 2.5473 | 2.4651 | 2.3763 | 2.2907 | 2.2081 | 2.1537 | 2.1195 | 2.0494 | 1.9879 | 1.9418 | 1.9064
ESTAR IECC Res. N-Elec. Env. | Efficient competed | Northwest, Great Basin, California, Rocky Mountains, Upper Midwest, Lower Midwest, Lakes/Mid-Atl., Texas, Southwest, Southeast, Northeast | Residential (New), Residential (Existing) | Heating (Equip.) | 36.4479 | 2.7421 | 4.0776 | 76.3522 | 2.0322 | 1.9405 | 1.8835 | 1.8555 | 1.8697 | 1.8741 | 1.8883 | 1.9018 | 1.9855 | 2.0582 | 2.1252 | 2.1806 | 2.2385 | 2.2998 | 2.3399 | 2.2435 | 2.1554 | 2.0631 | 1.9749 | 1.8905 | 1.8314 | 1.7895 | 1.72 | 1.6596 | 1.6126 | 1.5754
Min. Eff. Com. ASHP (FS) | Baseline uncompeted | California, Upper Midwest, Lower Midwest, Texas, Southwest, Southeast | Commercial (New), Commercial (Existing) | Heating (Equip.), Cooling (Equip.) | -10.9484 | 95.1389 | 74.3563 | 587.7549 | 9.4588 | 9.1881 | 8.9956 | 8.8442 | 8.8067 | 8.8206 | 8.8565 | 8.8559 | 8.9713 | 9.0198 | 9.0213 | 9.0263 | 9.053 | 9.1086 | 9.0665 | 9.069 | 9.0737 | 9.0473 | 9.0226 | 8.9895 | 8.9872 | 9.009 | 8.9352 | 8.8826 | 8.8464 | 8.7899
Min. Eff. Com. ASHP (FS) | Efficient uncompeted | California, Upper Midwest, Lower Midwest, Texas, Southwest, Southeast | Commercial (New), Commercial (Existing) | Heating (Equip.), Cooling (Equip.) | -10.9484 | 95.1389 | 74.3563 | 587.7549 | 9.4066 | 9.0954 | 8.8639 | 8.6667 | 8.5692 | 8.5358 | 8.5112 | 8.4433 | 8.5059 | 8.4889 | 8.4106 | 8.3631 | 8.3262 | 8.3071 | 8.2159 | 8.1489 | 8.1174 | 8.1 | 8.0989 | 8.1018 | 8.086 | 8.0118 | 7.9395 | 7.9 | 7.8603 | 7.7727
Min. Eff. Com. ASHP (FS) | Baseline competed | California, Upper Midwest, Lower Midwest, Texas, Southwest, Southeast | Commercial (New), Commercial (Existing) | Heating (Equip.), Cooling (Equip.) | -10.9484 | 95.1389 | 74.3563 | 587.7549 | 2.6443 | 2.5802 | 2.5282 | 2.4771 | 2.452 | 2.3239 | 2.2021 | 2.0769 | 1.9999 | 1.9098 | 1.8125 | 1.7317 | 1.6592 | 1.5958 | 1.5237 | 1.4606 | 1.4145 | 1.3941 | 1.3827 | 1.3723 | 1.3607 | 1.3431 | 1.3254 | 1.3126 | 1.2958 | 1.1978
Min. Eff. Com. ASHP (FS) | Efficient competed | California, Upper Midwest, Lower Midwest, Texas, Southwest, Southeast | Commercial (New), Commercial (Existing) | Heating (Equip.), Cooling (Equip.) | -10.9484 | 95.1389 | 74.3563 | 587.7549 | 2.6459 | 2.5834 | 2.533 | 2.4834 | 2.4598 | 2.3328 | 2.2119 | 2.0875 | 2.0116 | 1.9225 | 1.826 | 1.746 | 1.6744 | 1.6119 | 1.5404 | 1.478 | 1.4317 | 1.4114 | 1.4003 | 1.3901 | 1.3786 | 1.3607 | 1.343 | 1.3304 | 1.3135 | 1.2143
Min. Eff. Com. ASHP (FS) CC | Baseline uncompeted | Northwest, Great Basin, Rocky Mountains, Upper Midwest, Lakes/Mid-Atl., Northeast | Commercial (New), Commercial (Existing) | Heating (Equip.), Cooling (Equip.) | -11.6634 | 999 | 71.1741 | 588.2866 | 12.1815 | 11.7861 | 11.4984 | 11.2997 | 11.3432 | 11.3373 | 11.393 | 11.4401 | 11.5161 | 11.5634 | 11.587 | 11.5577 | 11.558 | 11.5975 | 11.5411 | 11.5345 | 11.5409 | 11.4756 | 11.404 | 11.2936 | 11.2633 | 11.3786 | 11.2667 | 11.1826 | 11.1036 | 11.0423
Min. Eff. Com. ASHP (FS) CC | Efficient uncompeted | Northwest, Great Basin, Rocky Mountains, Upper Midwest, Lakes/Mid-Atl., Northeast | Commercial (New), Commercial (Existing) | Heating (Equip.), Cooling (Equip.) | -11.6634 | 999 | 71.1741 | 588.2866 | 12.0513 | 11.5654 | 11.2164 | 10.969 | 10.9127 | 10.806 | 10.7445 | 10.6962 | 10.6519 | 10.6233 | 10.5118 | 10.4025 | 10.2891 | 10.2296 | 10.1887 | 10.1022 | 10.0338 | 9.9736 | 9.928 | 9.8361 | 9.7556 | 9.6813 | 9.5544 | 9.5147 | 9.3513 | 9.2217
Min. Eff. Com. ASHP (FS) CC | Baseline competed | Northwest, Great Basin, Rocky Mountains, Upper Midwest, Lakes/Mid-Atl., Northeast | Commercial (New), Commercial (Existing) | Heating (Equip.), Cooling (Equip.) | -11.6634 | 999 | 71.1741 | 588.2866 | 0.50059 | 0.49304 | 0.4895 | 0.48733 | 0.48798 | 0.46187 | 0.43867 | 0.41973 | 0.40143 | 0.38598 | 0.3688 | 0.35297 | 0.33853 | 0.32735 | 0.31727 | 0.30624 | 0.29665 | 0.29041 | 0.28929 | 0.28698 | 0.28543 | 0.28429 | 0.28149 | 0.28103 | 0.27688 | 0.25919
Min. Eff. Com. ASHP (FS) CC | Efficient competed | Northwest, Great Basin, Rocky Mountains, Upper Midwest, Lakes/Mid-Atl., Northeast | Commercial (New), Commercial (Existing) | Heating (Equip.), Cooling (Equip.) | -11.6634 | 999 | 71.1741 | 588.2866 | 0.50026 | 0.49245 | 0.48867 | 0.48625 | 0.48662 | 0.46035 | 0.43698 | 0.41792 | 0.39946 | 0.38385 | 0.36656 | 0.35061 | 0.33606 | 0.32477 | 0.31468 | 0.30357 | 0.29391 | 0.28771 | 0.28665 | 0.2844 | 0.28283 | 0.2816 | 0.27882 | 0.2784 | 0.27425 | 0.25667
Min. Eff. Com. ASHP (RST) | Baseline uncompeted | California, Upper Midwest, Lower Midwest, Texas, Southwest, Southeast | Commercial (New), Commercial (Existing) | Heating (Equip.), Cooling (Equip.) | 0.439 | 20.0192 | 23.9389 | 1991.996 | 4.4734 | 4.3788 | 4.2992 | 4.2193 | 4.1785 | 4.1901 | 4.1985 | 4.1845 | 4.2463 | 4.2628 | 4.2476 | 4.254 | 4.2633 | 4.2807 | 4.2617 | 4.2518 | 4.2462 | 4.2376 | 4.2375 | 4.238 | 4.2308 | 4.2029 | 4.1729 | 4.1559 | 4.1355 | 4.0922
Min. Eff. Com. ASHP (RST) | Efficient uncompeted | California, Upper Midwest, Lower Midwest, Texas, Southwest, Southeast | Commercial (New), Commercial (Existing) | Heating (Equip.), Cooling (Equip.) | 0.439 | 20.0192 | 23.9389 | 1991.996 | 4.4015 | 4.2409 | 4.0998 | 3.9623 | 3.8653 | 3.8192 | 3.7723 | 3.7067 | 3.7112 | 3.6785 | 3.6196 | 3.5812 | 3.549 | 3.5406 | 3.5114 | 3.5033 | 3.5023 | 3.4999 | 3.5052 | 3.5114 | 3.5124 | 3.4959 | 3.4781 | 3.4715 | 3.4623 | 3.4331
Min. Eff. Com. ASHP (RST) | Baseline competed | California, Upper Midwest, Lower Midwest, Texas, Southwest, Southeast | Commercial (New), Commercial (Existing) | Heating (Equip.), Cooling (Equip.) | 0.439 | 20.0192 | 23.9389 | 1991.996 | 1.1794 | 1.1647 | 1.1501 | 1.1347 | 1.1261 | 1.0357 | 0.95131 | 0.87114 | 0.81029 | 0.74514 | 0.68195 | 0.6282 | 0.57883 | 0.53978 | 0.50514 | 0.45864 | 0.41809 | 0.38072 | 0.34713 | 0.31633 | 0.2872 | 0.25959 | 0.23439 | 0.21242 | 0.19239 | 0.17364
Min. Eff. Com. ASHP (RST) | Efficient competed | California, Upper Midwest, Lower Midwest, Texas, Southwest, Southeast | Commercial (New), Commercial (Existing) | Heating (Equip.), Cooling (Equip.) | 0.439 | 20.0192 | 23.9389 | 1991.996 | 1.1045 | 1.0207 | 0.94194 | 0.866 | 0.79814 | 0.68627 | 0.58665 | 0.4969 | 0.42432 | 0.35514 | 0.29266 | 0.23991 | 0.19457 | 0.16542 | 0.1447 | 0.12867 | 0.11722 | 0.10669 | 0.097239 | 0.088573 | 0.080382 | 0.072623 | 0.065549 | 0.05938 | 0.05376 | 0.048504
Min. Eff. Com. ASHP (RST) CC | Baseline uncompeted | Northwest, Great Basin, Rocky Mountains, Upper Midwest, Lakes/Mid-Atl., Northeast | Commercial (New), Commercial (Existing) | Heating (Equip.), Cooling (Equip.) | 2.9101 | 15.5495 | 20.2955 | 1079.0557 | 2.8854 | 2.8364 | 2.8009 | 2.7766 | 2.7658 | 2.7492 | 2.7441 | 2.7521 | 2.7561 | 2.7714 | 2.7591 | 2.7547 | 2.7496 | 2.7579 | 2.7748 | 2.7766 | 2.775 | 2.7628 | 2.7498 | 2.7276 | 2.7115 | 2.6963 | 2.6665 | 2.6575 | 2.6224 | 2.5967
Min. Eff. Com. ASHP (RST) CC | Efficient uncompeted | Northwest, Great Basin, Rocky Mountains, Upper Midwest, Lakes/Mid-Atl., Northeast | Commercial (New), Commercial (Existing) | Heating (Equip.), Cooling (Equip.) | 2.9101 | 15.5495 | 20.2955 | 1079.0557 | 2.7878 | 2.6495 | 2.5311 | 2.427 | 2.3385 | 2.2487 | 2.172 | 2.1094 | 2.0465 | 1.9945 | 1.9259 | 1.8639 | 1.8055 | 1.7772 | 1.777 | 1.7794 | 1.7865 | 1.7879 | 1.7894 | 1.7838 | 1.7823 | 1.7821 | 1.7719 | 1.7758 | 1.7615 | 1.7543
Min. Eff. Com. ASHP (RST) CC | Baseline competed | Northwest, Great Basin, Rocky Mountains, Upper Midwest, Lakes/Mid-Atl., Northeast | Commercial (New), Commercial (Existing) | Heating (Equip.), Cooling (Equip.) | 2.9101 | 15.5495 | 20.2955 | 1079.0557 | 1.9087 | 1.8733 | 1.844 | 1.8232 | 1.8107 | 1.6488 | 1.5081 | 1.3861 | 1.2739 | 1.1773 | 1.0776 | 0.99209 | 0.91372 | 0.85081 | 0.79868 | 0.73059 | 0.66743 | 0.60734 | 0.55221 | 0.50061 | 0.4548 | 0.41323 | 0.3736 | 0.34066 | 0.30789 | 0.27935
Min. Eff. Com. ASHP (RST) CC | Efficient competed | Northwest, Great Basin, Rocky Mountains, Upper Midwest, Lakes/Mid-Atl., Northeast | Commercial (New), Commercial (Existing) | Heating (Equip.), Cooling (Equip.) | 2.9101 | 15.5495 | 20.2955 | 1079.0557 | 1.8118 | 1.6876 | 1.5761 | 1.476 | 1.3864 | 1.2001 | 1.0412 | 0.90515 | 0.78463 | 0.68159 | 0.58408 | 0.50101 | 0.42856 | 0.37832 | 0.34769 | 0.31688 | 0.2908 | 0.26608 | 0.24336 | 0.2218 | 0.20262 | 0.18523 | 0.16849 | 0.15462 | 0.1406 | 0.12842
Min. Eff. Res. ASHP (FS) | Baseline uncompeted | California, Upper Midwest, Lower Midwest, Texas, Southwest, Southeast | Residential (New), Residential (Existing) | Heating (Equip.), Cooling (Equip.) | 999 | 999 | 270.2212 | 827.6059 | 26.7111 | 25.8771 | 25.335 | 24.9864 | 25.0701 | 25.2505 | 25.4969 | 25.7006 | 26.2103 | 26.5996 | 26.8944 | 27.1845 | 27.5739 | 28.0663 | 28.326 | 28.7197 | 29.1474 | 29.4675 | 29.7464 | 30.0087 | 30.3749 | 30.9448 | 31.1633 | 31.3872 | 31.6533 | 31.8497
Min. Eff. Res. ASHP (FS) | Efficient uncompeted | California, Upper Midwest, Lower Midwest, Texas, Southwest, Southeast | Residential (New), Residential (Existing) | Heating (Equip.), Cooling (Equip.) | 999 | 999 | 270.2212 | 827.6059 | 26.6612 | 25.8398 | 25.342 | 25.0458 | 25.1192 | 25.3266 | 25.5838 | 25.7811 | 26.3325 | 26.7222 | 26.9659 | 27.2752 | 27.6792 | 28.168 | 28.4849 | 28.8707 | 29.3286 | 29.7185 | 30.1199 | 30.5596 | 30.966 | 31.2153 | 31.4639 | 31.732 | 31.9853 | 32.071
Min. Eff. Res. ASHP (FS) | Baseline competed | California, Upper Midwest, Lower Midwest, Texas, Southwest, Southeast | Residential (New), Residential (Existing) | Heating (Equip.), Cooling (Equip.) | 999 | 999 | 270.2212 | 827.6059 | 1.6015e-05 | 1.5547e-05 | 1.5577e-05 | 1.6053e-05 | 1.7249e-05 | 1.6316e-05 | 1.5507e-05 | 1.4723e-05 | 1.4051e-05 | 1.3392e-05 | 1.2773e-05 | 1.2155e-05 | 1.163e-05 | 1.1186e-05 | 1.065e-05 | 1.0216e-05 | 9.8019e-06 | 9.3559e-06 | 8.9083e-06 | 8.4683e-06 | 8.1369e-06 | 7.8946e-06 | 7.4612e-06 | 7.0502e-06 | 6.6871e-06 | 6.3589e-06
Min. Eff. Res. ASHP (FS) | Efficient competed | California, Upper Midwest, Lower Midwest, Texas, Southwest, Southeast | Residential (New), Residential (Existing) | Heating (Equip.), Cooling (Equip.) | 999 | 999 | 270.2212 | 827.6059 | 1.6049e-05 | 1.5786e-05 | 1.6155e-05 | 1.709e-05 | 1.8768e-05 | 1.7535e-05 | 1.6457e-05 | 1.5404e-05 | 1.4631e-05 | 1.3824e-05 | 1.2978e-05 | 1.2273e-05 | 1.1652e-05 | 1.1111e-05 | 1.0548e-05 | 1.0039e-05 | 9.5426e-06 | 9.0863e-06 | 8.638e-06 | 8.2425e-06 | 7.8813e-06 | 7.2941e-06 | 6.8458e-06 | 6.4772e-06 | 6.1418e-06 | 5.7906e-06
Min. Eff. Res. ASHP (FS) CC | Baseline uncompeted | Northwest, Great Basin, Rocky Mountains, Upper Midwest, Lakes/Mid-Atl., Northeast | Residential (New), Residential (Existing) | Heating (Equip.), Cooling (Equip.) | 999 | 999 | 265.9458 | 562.4935 | 47.0825 | 45.2241 | 43.8171 | 42.8375 | 42.7158 | 42.5647 | 42.6221 | 42.6825 | 42.9753 | 43.1868 | 43.3544 | 43.38 | 43.5228 | 43.8097 | 43.7908 | 43.9965 | 44.2257 | 44.248 | 44.2037 | 44.0472 | 44.1584 | 44.8477 | 44.7534 | 44.6787 | 44.6313 | 44.63
Min. Eff. Res. ASHP (FS) CC | Efficient uncompeted | Northwest, Great Basin, Rocky Mountains, Upper Midwest, Lakes/Mid-Atl., Northeast | Residential (New), Residential (Existing) | Heating (Equip.), Cooling (Equip.) | 999 | 999 | 265.9458 | 562.4935 | 47.2131 | 45.624 | 44.5732 | 44.0045 | 44.181 | 44.2904 | 44.5808 | 44.9505 | 45.4605 | 46.0281 | 46.3004 | 46.6305 | 47.0043 | 47.5211 | 48.065 | 48.6446 | 49.1208 | 49.4474 | 49.7111 | 49.8287 | 50.0815 | 50.2471 | 50.1553 | 50.224 | 49.8138 | 49.4593
Min. Eff. Res. ASHP (FS) CC | Baseline competed | Northwest, Great Basin, Rocky Mountains, Upper Midwest, Lakes/Mid-Atl., Northeast | Residential (New), Residential (Existing) | Heating (Equip.), Cooling (Equip.) | 999 | 999 | 265.9458 | 562.4935 | 8.3184e-07 | 8.0831e-07 | 8.0867e-07 | 8.2854e-07 | 8.8204e-07 | 8.3856e-07 | 8.0065e-07 | 7.6389e-07 | 7.3204e-07 | 7.0067e-07 | 6.7103e-07 | 6.4094e-07 | 6.154e-07 | 5.9403e-07 | 5.6741e-07 | 5.46e-07 | 5.2547e-07 | 5.0314e-07 | 4.8043e-07 | 4.581e-07 | 4.4042e-07 | 4.2971e-07 | 4.082e-07 | 3.8775e-07 | 3.6958e-07 | 3.5305e-07
Min. Eff. Res. ASHP (FS) CC | Efficient competed | Northwest, Great Basin, Rocky Mountains, Upper Midwest, Lakes/Mid-Atl., Northeast | Residential (New), Residential (Existing) | Heating (Equip.), Cooling (Equip.) | 999 | 999 | 265.9458 | 562.4935 | 8.3392e-07 | 8.2178e-07 | 8.4077e-07 | 8.852e-07 | 9.658e-07 | 9.1032e-07 | 8.5989e-07 | 8.1409e-07 | 7.7223e-07 | 7.3275e-07 | 6.9482e-07 | 6.5927e-07 | 6.2927e-07 | 6.0425e-07 | 5.7946e-07 | 5.5673e-07 | 5.3373e-07 | 5.1035e-07 | 4.8676e-07 | 4.6505e-07 | 4.453e-07 | 4.1788e-07 | 3.9513e-07 | 3.7618e-07 | 3.5729e-07 | 3.3923e-07
Min. Eff. Res. ASHP (RST) | Baseline uncompeted | California, Upper Midwest, Lower Midwest, Texas, Southwest, Southeast | Residential (New), Residential (Existing) | Heating (Equip.), Cooling (Equip.) | -8.3182 | 32.2089 | 54.3962 | 3912.3628 | 12.3592 | 12.1862 | 12.0616 | 11.9592 | 11.9386 | 12.0216 | 12.0894 | 12.108 | 12.3599 | 12.4828 | 12.5114 | 12.6157 | 12.7512 | 12.9115 | 12.9962 | 13.1198 | 13.265 | 13.3889 | 13.5063 | 13.6307 | 13.7323 | 13.7799 | 13.8414 | 13.9126 | 13.9905 | 13.9767
Min. Eff. Res. ASHP (RST) | Efficient uncompeted | California, Upper Midwest, Lower Midwest, Texas, Southwest, Southeast | Residential (New), Residential (Existing) | Heating (Equip.), Cooling (Equip.) | -8.3182 | 32.2089 | 54.3962 | 3912.3628 | 12.0765 | 11.6391 | 11.2653 | 10.9268 | 10.6761 | 10.5303 | 10.3804 | 10.1976 | 10.2146 | 10.1352 | 9.9894 | 9.9097 | 9.8652 | 9.848 | 9.7788 | 9.7421 | 9.7284 | 9.7067 | 9.6955 | 9.7058 | 9.7345 | 9.7843 | 9.8918 | 10.0153 | 10.1408 | 10.2021
Min. Eff. Res. ASHP (RST) | Baseline competed | California, Upper Midwest, Lower Midwest, Texas, Southwest, Southeast | Residential (New), Residential (Existing) | Heating (Equip.), Cooling (Equip.) | -8.3182 | 32.2089 | 54.3962 | 3912.3628 | 2.9584 | 2.9227 | 2.9032 | 2.8926 | 2.904 | 2.769 | 2.6382 | 2.5044 | 2.4237 | 2.322 | 2.2088 | 2.1143 | 2.0296 | 1.9525 | 1.868 | 1.7921 | 1.7225 | 1.6536 | 1.5886 | 1.5283 | 1.47 | 1.4359 | 1.3632 | 1.2958 | 1.2328 | 1.166
Min. Eff. Res. ASHP (RST) | Efficient competed | California, Upper Midwest, Lower Midwest, Texas, Southwest, Southeast | Residential (New), Residential (Existing) | Heating (Equip.), Cooling (Equip.) | -8.3182 | 32.2089 | 54.3962 | 3912.3628 | 2.8907 | 2.7911 | 2.7104 | 2.641 | 2.5942 | 2.4302 | 2.2753 | 2.1229 | 2.0192 | 1.9028 | 1.7812 | 1.6781 | 1.5867 | 1.5045 | 1.4193 | 1.3428 | 1.2736 | 1.2073 | 1.1469 | 1.0928 | 1.0448 | 1.0231 | 0.97783 | 0.93661 | 0.89755 | 0.85528
Min. Eff. Res. ASHP (RST) CC | Baseline uncompeted | Northwest, Great Basin, Rocky Mountains, Upper Midwest, Lakes/Mid-Atl., Northeast | Residential (New), Residential (Existing) | Heating (Equip.), Cooling (Equip.) | -5.1354 | 23.4674 | 45.2263 | 2511.0211 | 7.4859 | 7.4357 | 7.3938 | 7.3916 | 7.4046 | 7.3946 | 7.4027 | 7.4399 | 7.4681 | 7.515 | 7.5164 | 7.5424 | 7.5788 | 7.625 | 7.6982 | 7.7706 | 7.8132 | 7.8346 | 7.8441 | 7.8541 | 7.8817 | 7.9018 | 7.9035 | 7.9287 | 7.9142 | 7.9061
Min. Eff. Res. ASHP (RST) CC | Efficient uncompeted | Northwest, Great Basin, Rocky Mountains, Upper Midwest, Lakes/Mid-Atl., Northeast | Residential (New), Residential (Existing) | Heating (Equip.), Cooling (Equip.) | -5.1354 | 23.4674 | 45.2263 | 2511.0211 | 7.2941 | 7.059 | 6.8389 | 6.6612 | 6.5032 | 6.331 | 6.1796 | 6.0575 | 5.9334 | 5.8302 | 5.6959 | 5.5853 | 5.4874 | 5.4019 | 5.338 | 5.2752 | 5.1975 | 5.115 | 5.0383 | 4.9677 | 4.9356 | 4.9528 | 4.9936 | 5.057 | 5.093 | 5.1327
Min. Eff. Res. ASHP (RST) CC | Baseline competed | Northwest, Great Basin, Rocky Mountains, Upper Midwest, Lakes/Mid-Atl., Northeast | Residential (New), Residential (Existing) | Heating (Equip.), Cooling (Equip.) | -5.1354 | 23.4674 | 45.2263 | 2511.0211 | 0.77252 | 0.76833 | 0.76591 | 0.7682 | 0.77255 | 0.74547 | 0.72149 | 0.70118 | 0.67839 | 0.65799 | 0.63444 | 0.61359 | 0.59427 | 0.57619 | 0.56047 | 0.54267 | 0.52341 | 0.50367 | 0.48445 | 0.46624 | 0.45133 | 0.43919 | 0.41932 | 0.40161 | 0.38295 | 0.36562
Min. Eff. Res. ASHP (RST) CC | Efficient competed | Northwest, Great Basin, Rocky Mountains, Upper Midwest, Lakes/Mid-Atl., Northeast | Residential (New), Residential (Existing) | Heating (Equip.), Cooling (Equip.) | -5.1354 | 23.4674 | 45.2263 | 2511.0211 | 0.75272 | 0.72935 | 0.70825 | 0.69198 | 0.67807 | 0.63888 | 0.60369 | 0.57286 | 0.54083 | 0.51196 | 0.4817 | 0.45454 | 0.42957 | 0.40652 | 0.38589 | 0.36486 | 0.34383 | 0.32365 | 0.30511 | 0.288 | 0.27518 | 0.26707 | 0.25669 | 0.24789 | 0.23819 | 0.22912
Other Res. Heating | Baseline uncompeted | Northwest, Great Basin, California, Rocky Mountains, Upper Midwest, Lower Midwest, Lakes/Mid-Atl., Texas, Southwest, Southeast, Northeast | Residential (New), Residential (Existing) | Heating (Equip.) | 999 | 0 | 999 | 999 | 4.7406 | 4.6588 | 4.5962 | 4.5525 | 4.5262 | 4.5029 | 4.4911 | 4.4836 | 4.4968 | 4.5025 | 4.4615 | 4.4528 | 4.4453 | 4.4504 | 4.4536 | 4.4543 | 4.4473 | 4.4263 | 4.3979 | 4.3678 | 4.3431 | 4.3062 | 4.2655 | 4.229 | 4.1755 | 4.1186
Other Res. Heating | Efficient uncompeted | Northwest, Great Basin, California, Rocky Mountains, Upper Midwest, Lower Midwest, Lakes/Mid-Atl., Texas, Southwest, Southeast, Northeast | Residential (New), Residential (Existing) | Heating (Equip.) | 999 | 0 | 999 | 999 | 4.7406 | 4.6588 | 4.5962 | 4.5525 | 4.5262 | 4.5029 | 4.4911 | 4.4836 | 4.4968 | 4.5025 | 4.4615 | 4.4528 | 4.4453 | 4.4504 | 4.4536 | 4.4543 | 4.4473 | 4.4263 | 4.3979 | 4.3678 | 4.3431 | 4.3062 | 4.2655 | 4.229 | 4.1755 | 4.1186
Other Res. Heating | Baseline competed | Northwest, Great Basin, California, Rocky Mountains, Upper Midwest, Lower Midwest, Lakes/Mid-Atl., Texas, Southwest, Southeast, Northeast | Residential (New), Residential (Existing) | Heating (Equip.) | 999 | 0 | 999 | 999 | 4.7406 | 4.6588 | 4.5962 | 4.5525 | 4.5262 | 4.5029 | 4.4911 | 4.4836 | 4.4968 | 4.5025 | 4.4615 | 4.4528 | 4.4453 | 4.4504 | 4.4536 | 4.4543 | 4.4473 | 4.4263 | 4.3979 | 4.3678 | 4.3431 | 4.3062 | 4.2655 | 4.229 | 4.1755 | 4.1186
Other Res. Heating | Efficient competed | Northwest, Great Basin, California, Rocky Mountains, Upper Midwest, Lower Midwest, Lakes/Mid-Atl., Texas, Southwest, Southeast, Northeast | Residential (New), Residential (Existing) | Heating (Equip.) | 999 | 0 | 999 | 999 | 4.7406 | 4.6588 | 4.5962 | 4.5525 | 4.5262 | 4.5029 | 4.4911 | 4.4836 | 4.4968 | 4.5025 | 4.4615 | 4.4528 | 4.4453 | 4.4504 | 4.4536 | 4.4543 | 4.4473 | 4.4263 | 4.3979 | 4.3678 | 4.3431 | 4.3062 | 4.2655 | 4.229 | 4.1755 | 4.1186
Other Res. Heating (FS) | Baseline uncompeted | Northwest, Great Basin, California, Rocky Mountains, Upper Midwest, Lower Midwest, Lakes/Mid-Atl., Texas, Southwest, Southeast, Northeast | Residential (New), Residential (Existing) | Heating (Equip.) | 999 | 0 | 999 | 0 | 8.2504 | 7.8205 | 7.491 | 7.2819 | 7.1857 | 7.1604 | 7.1937 | 7.2621 | 7.356 | 7.4533 | 7.5249 | 7.5659 | 7.6024 | 7.6579 | 7.6606 | 7.694 | 7.7313 | 7.7386 | 7.7257 | 7.6843 | 7.6602 | 7.683 | 7.6523 | 7.6268 | 7.5919 | 7.5463
Other Res. Heating (FS) | Efficient uncompeted | Northwest, Great Basin, California, Rocky Mountains, Upper Midwest, Lower Midwest, Lakes/Mid-Atl., Texas, Southwest, Southeast, Northeast | Residential (New), Residential (Existing) | Heating (Equip.) | 999 | 0 | 999 | 0 | 9.2704 | 9.779 | 10.343 | 10.9919 | 11.7244 | 12.4724 | 13.2676 | 14.0695 | 14.9094 | 15.7181 | 16.334 | 16.9854 | 17.6072 | 18.267 | 18.8704 | 19.3778 | 19.6218 | 19.446 | 19.2502 | 19.0146 | 18.8346 | 18.6549 | 18.4265 | 18.2258 | 17.9132 | 17.606
Other Res. Heating (FS) | Baseline competed | Northwest, Great Basin, California, Rocky Mountains, Upper Midwest, Lower Midwest, Lakes/Mid-Atl., Texas, Southwest, Southeast, Northeast | Residential (New), Residential (Existing) | Heating (Equip.) | 999 | 0 | 999 | 0 | 2e-15 | 0 | 3e-15 | -9e-15 | 0 | 6e-15 | -5e-15 | 4e-15 | 1e-14 | 6e-15 | -3e-15 | -4e-15 | 3e-15 | 0 | 8e-15 | -5e-15 | 1e-15 | 0 | 7e-15 | 1e-15 | 7e-15 | 1e-14 | 7e-15 | 5e-15 | -1e-15 | -4e-15
Other Res. Heating (FS) | Efficient competed | Northwest, Great Basin, California, Rocky Mountains, Upper Midwest, Lower Midwest, Lakes/Mid-Atl., Texas, Southwest, Southeast, Northeast | Residential (New), Residential (Existing) | Heating (Equip.) | 999 | 0 | 999 | 0 | 6e-15 | 1.1e-14 | 3e-15 | 1.2e-14 | -1.6e-14 | -3e-15 | -1.3e-14 | 4e-15 | -5e-15 | 5e-15 | 1.2e-14 | 1.9e-14 | 2e-15 | -1.6e-14 | 6e-15 | 1.5e-14 | -1.1e-14 | 2e-14 | -1.2e-14 | 9e-15 | 1.5e-14 | -5e-15 | -2e-15 | -1e-15 | -1.5e-14 | -2e-15
Prosp. Com. ASHP (FS) + Env. + Ctls. | Baseline uncompeted | California, Upper Midwest, Lower Midwest, Texas, Southwest, Southeast | Commercial (New), Commercial (Existing) | Heating (Equip.), Cooling (Equip.), Ventilation | 20.3333 | 4.8172 | 5.2349 | 162.4706 | 11.727 | 11.3716 | 11.1005 | 10.872 | 10.7747 | 10.7545 | 10.7559 | 10.714 | 10.8167 | 10.8345 | 10.7963 | 10.7696 | 10.7648 | 10.7927 | 10.7106 | 10.6776 | 10.6523 | 10.597 | 10.5479 | 10.4909 | 10.4609 | 10.4483 | 10.3394 | 10.2574 | 10.1914 | 10.1001
Prosp. Com. ASHP (FS) + Env. + Ctls. | Efficient uncompeted | California, Upper Midwest, Lower Midwest, Texas, Southwest, Southeast | Commercial (New), Commercial (Existing) | Heating (Equip.), Cooling (Equip.), Ventilation | 20.3333 | 4.8172 | 5.2349 | 162.4706 | 11.727 | 11.3716 | 11.1005 | 10.872 | 10.7747 | 10.1726 | 9.6115 | 9.0359 | 8.6052 | 8.1205 | 7.6092 | 7.133 | 6.6844 | 6.2667 | 5.809 | 5.3377 | 4.9295 | 4.5986 | 4.3048 | 4.0241 | 3.7548 | 3.4986 | 3.2624 | 3.0464 | 2.8594 | 2.541
Prosp. Com. ASHP (FS) + Env. + Ctls. | Baseline competed | California, Upper Midwest, Lower Midwest, Texas, Southwest, Southeast | Commercial (New), Commercial (Existing) | Heating (Equip.), Cooling (Equip.), Ventilation | 20.3333 | 4.8172 | 5.2349 | 162.4706 | 2.8e-14 | -1e-14 | -3e-14 | 2e-14 | -1.4e-14 | 0.20276 | 0.39446 | 0.56974 | 0.7442 | 0.90164 | 1.0406 | 1.2296 | 1.4073 | 1.576 | 1.7187 | 1.8531 | 1.9516 | 1.9915 | 2.0226 | 2.0529 | 2.0799 | 2.0952 | 2.108 | 2.126 | 2.1507 | 2.3356
Prosp. Com. ASHP (FS) + Env. + Ctls. | Efficient competed | California, Upper Midwest, Lower Midwest, Texas, Southwest, Southeast | Commercial (New), Commercial (Existing) | Heating (Equip.), Cooling (Equip.), Ventilation | 20.3333 | 4.8172 | 5.2349 | 162.4706 | 2.8e-14 | -9e-15 | -3e-14 | 2e-14 | -1.4e-14 | 0.047014 | 0.089309 | 0.12651 | 0.16241 | 0.19375 | 0.22034 | 0.25699 | 0.28954 | 0.31948 | 0.34354 | 0.36544 | 0.37964 | 0.38425 | 0.38779 | 0.39153 | 0.39455 | 0.3955 | 0.39603 | 0.39767 | 0.39991 | 0.41618
Prosp. Com. ASHP (FS) + Env. + Ctls. CC | Baseline uncompeted | Northwest, Great Basin, Rocky Mountains, Upper Midwest, Lakes/Mid-Atl., Northeast | Commercial (New), Commercial (Existing) | Heating (Equip.), Cooling (Equip.), Ventilation | 17.0143 | 5.6606 | 6.898 | 138.1344 | 14.3258 | 13.8524 | 13.5068 | 13.2561 | 13.257 | 13.2062 | 13.225 | 13.2464 | 13.2944 | 13.3202 | 13.3095 | 13.2478 | 13.2168 | 13.2366 | 13.1657 | 13.1335 | 13.1157 | 13.021 | 12.921 | 12.7766 | 12.7157 | 12.8021 | 12.6549 | 12.5471 | 12.4309 | 12.3383
Prosp. Com. ASHP (FS) + Env. + Ctls. CC | Efficient uncompeted | Northwest, Great Basin, Rocky Mountains, Upper Midwest, Lakes/Mid-Atl., Northeast | Commercial (New), Commercial (Existing) | Heating (Equip.), Cooling (Equip.), Ventilation | 17.0143 | 5.6606 | 6.898 | 138.1344 | 14.3258 | 13.8524 | 13.5068 | 13.2561 | 13.257 | 12.708 | 12.2244 | 11.7562 | 11.312 | 10.8745 | 10.3919 | 9.9 | 9.426 | 8.9987 | 8.5586 | 8.018 | 7.5009 | 7.0104 | 6.5855 | 6.1492 | 5.7476 | 5.3864 | 5.035 | 4.7284 | 4.3906 | 3.9975
Prosp. Com. ASHP (FS) + Env. + Ctls. CC | Baseline competed | Northwest, Great Basin, Rocky Mountains, Upper Midwest, Lakes/Mid-Atl., Northeast | Commercial (New), Commercial (Existing) | Heating (Equip.), Cooling (Equip.), Ventilation | 17.0143 | 5.6606 | 6.898 | 138.1344 | 1.3e-14 | -1.3e-14 | 9e-15 | 1.2e-14 | 1.7e-14 | 0.11314 | 0.22068 | 0.32352 | 0.41976 | 0.51233 | 0.59562 | 0.67348 | 0.747 | 0.82158 | 0.89398 | 0.95818 | 1.0179 | 1.0562 | 1.0726 | 1.0839 | 1.0974 | 1.1119 | 1.1196 | 1.1361 | 1.144 | 1.2217
Prosp. Com. ASHP (FS) + Env. + Ctls. CC | Efficient competed | Northwest, Great Basin, Rocky Mountains, Upper Midwest, Lakes/Mid-Atl., Northeast | Commercial (New), Commercial (Existing) | Heating (Equip.), Cooling (Equip.), Ventilation | 17.0143 | 5.6606 | 6.898 | 138.1344 | 1.3e-14 | -1.2e-14 | 1.2e-14 | 1.2e-14 | 1.7e-14 | 0.024703 | 0.046712 | 0.066574 | 0.084169 | 0.099933 | 0.11345 | 0.1255 | 0.13627 | 0.14678 | 0.15628 | 0.16424 | 0.17102 | 0.17296 | 0.17373 | 0.17427 | 0.17496 | 0.17562 | 0.17581 | 0.17734 | 0.17721 | 0.17846
Prosp. Com. ASHP (LFL) + Env. + Ctls. | Baseline uncompeted | California, Upper Midwest, Lower Midwest, Texas, Southwest, Southeast | Commercial (New), Commercial (Existing) | Heating (Equip.), Cooling (Equip.), Ventilation | 999 | 0 | -2.8915 | -222.6221 | 1.2987 | 1.2556 | 1.2168 | 1.1785 | 1.1519 | 1.1393 | 1.126 | 1.1069 | 1.1087 | 1.0983 | 1.0808 | 1.0685 | 1.0564 | 1.0463 | 1.0284 | 1.0135 | 0.99979 | 0.98674 | 0.97524 | 0.96407 | 0.95039 | 0.93132 | 0.91193 | 0.89608 | 0.88007 | 0.85859
Prosp. Com. ASHP (LFL) + Env. + Ctls. | Efficient uncompeted | California, Upper Midwest, Lower Midwest, Texas, Southwest, Southeast | Commercial (New), Commercial (Existing) | Heating (Equip.), Cooling (Equip.), Ventilation | 999 | 0 | -2.8915 | -222.6221 | 1.2987 | 1.2556 | 1.2168 | 1.1785 | 1.1519 | 1.0791 | 1.0097 | 0.93958 | 0.89024 | 0.83398 | 0.77572 | 0.72425 | 0.67547 | 0.63052 | 0.58364 | 0.54098 | 0.51119 | 0.4844 | 0.46019 | 0.43756 | 0.41157 | 0.36958 | 0.33384 | 0.31186 | 0.29432 | 0.27599
Prosp. Com. ASHP (LFL) + Env. + Ctls. | Baseline competed | California, Upper Midwest, Lower Midwest, Texas, Southwest, Southeast | Commercial (New), Commercial (Existing) | Heating (Equip.), Cooling (Equip.), Ventilation | 999 | 0 | -2.8915 | -222.6221 | -2e-15 | -1e-15 | 0 | 0 | -1e-15 | 0.044609 | 0.085694 | 0.1222 | 0.15787 | 0.18891 | 0.21544 | 0.2401 | 0.26234 | 0.28282 | 0.29899 | 0.3104 | 0.31308 | 0.3146 | 0.3158 | 0.31695 | 0.32005 | 0.3355 | 0.34805 | 0.35965 | 0.36954 | 0.37499
Prosp. Com. ASHP (LFL) + Env. + Ctls. | Efficient competed | California, Upper Midwest, Lower Midwest, Texas, Southwest, Southeast | Commercial (New), Commercial (Existing) | Heating (Equip.), Cooling (Equip.), Ventilation | 999 | 0 | -2.8915 | -222.6221 | -2e-15 | -1e-15 | 0 | 0 | -1e-15 | 0.013391 | 0.02513 | 0.035103 | 0.044448 | 0.052176 | 0.058465 | 0.064066 | 0.068817 | 0.072943 | 0.075908 | 0.077487 | 0.077177 | 0.07663 | 0.075892 | 0.074925 | 0.074325 | 0.075117 | 0.075494 | 0.075771 | 0.075044 | 0.073843
Prosp. Com. ASHP (LFL) + Env. + Ctls. CC | Baseline uncompeted | Northwest, Great Basin, Rocky Mountains, Upper Midwest, Lakes/Mid-Atl., Northeast | Commercial (New), Commercial (Existing) | Heating (Equip.), Cooling (Equip.), Ventilation | 999 | 0 | -9.2236 | -506.7823 | 0.94179 | 0.91228 | 0.8887 | 0.86847 | 0.85238 | 0.83462 | 0.8206 | 0.81081 | 0.80175 | 0.7961 | 0.78266 | 0.77263 | 0.76167 | 0.75566 | 0.7516 | 0.74306 | 0.73447 | 0.72317 | 0.71161 | 0.69759 | 0.68553 | 0.6739 | 0.65878 | 0.6489 | 0.63236 | 0.61857
Prosp. Com. ASHP (LFL) + Env. + Ctls. CC | Efficient uncompeted | Northwest, Great Basin, Rocky Mountains, Upper Midwest, Lakes/Mid-Atl., Northeast | Commercial (New), Commercial (Existing) | Heating (Equip.), Cooling (Equip.), Ventilation | 999 | 0 | -9.2236 | -506.7823 | 0.94179 | 0.91228 | 0.8887 | 0.86847 | 0.85238 | 0.80584 | 0.76495 | 0.72986 | 0.69699 | 0.6684 | 0.63489 | 0.60518 | 0.57617 | 0.55208 | 0.53051 | 0.50403 | 0.48184 | 0.46183 | 0.44378 | 0.42518 | 0.4036 | 0.37801 | 0.35388 | 0.33775 | 0.32198 | 0.30957
Prosp. Com. ASHP (LFL) + Env. + Ctls. CC | Baseline competed | Northwest, Great Basin, Rocky Mountains, Upper Midwest, Lakes/Mid-Atl., Northeast | Commercial (New), Commercial (Existing) | Heating (Equip.), Cooling (Equip.), Ventilation | 999 | 0 | -9.2236 | -506.7823 | 0 | -1e-15 | -1e-15 | 0 | -1e-15 | 0.026193 | 0.050073 | 0.071796 | 0.09179 | 0.11044 | 0.126 | 0.14077 | 0.1537 | 0.1663 | 0.17812 | 0.18727 | 0.19276 | 0.19445 | 0.19459 | 0.19369 | 0.1977 | 0.20633 | 0.21238 | 0.21893 | 0.22222 | 0.22551
Prosp. Com. ASHP (LFL) + Env. + Ctls. CC | Efficient competed | Northwest, Great Basin, Rocky Mountains, Upper Midwest, Lakes/Mid-Atl., Northeast | Commercial (New), Commercial (Existing) | Heating (Equip.), Cooling (Equip.), Ventilation | 999 | 0 | -9.2236 | -506.7823 | 0 | -1e-15 | -1e-15 | 0 | -1e-15 | 0.0096926 | 0.018267 | 0.025841 | 0.032625 | 0.038798 | 0.043764 | 0.048374 | 0.052264 | 0.055961 | 0.059336 | 0.061641 | 0.062713 | 0.062593 | 0.061998 | 0.061099 | 0.061307 | 0.06239 | 0.062807 | 0.063414 | 0.063093 | 0.06268
Prosp. Com. ASHP (RST) + Env. + Ctls. | Baseline uncompeted | California, Upper Midwest, Lower Midwest, Texas, Southwest, Southeast | Commercial (New), Commercial (Existing) | Heating (Equip.), Cooling (Equip.), Ventilation | 83.1041 | 1.2033 | 1.3984 | 107.0042 | 5.8775 | 5.7305 | 5.6022 | 5.4746 | 5.3968 | 5.3874 | 5.3743 | 5.3348 | 5.3887 | 5.3862 | 5.3464 | 5.3332 | 5.323 | 5.3232 | 5.2795 | 5.2475 | 5.2234 | 5.197 | 5.1818 | 5.1674 | 5.1431 | 5.0939 | 5.0421 | 5.007 | 4.9682 | 4.9033
Prosp. Com. ASHP (RST) + Env. + Ctls. | Efficient uncompeted | California, Upper Midwest, Lower Midwest, Texas, Southwest, Southeast | Commercial (New), Commercial (Existing) | Heating (Equip.), Cooling (Equip.), Ventilation | 83.1041 | 1.2033 | 1.3984 | 107.0042 | 5.8775 | 5.7305 | 5.6022 | 5.4746 | 5.3968 | 4.928 | 4.4937 | 4.0738 | 3.7524 | 3.4141 | 3.0769 | 2.7784 | 2.4997 | 2.2671 | 2.0494 | 1.7589 | 1.4948 | 1.2519 | 1.0514 | 0.96696 | 0.94231 | 0.91642 | 0.89305 | 0.87334 | 0.85366 | 0.82169
Prosp. Com. ASHP (RST) + Env. + Ctls. | Baseline competed | California, Upper Midwest, Lower Midwest, Texas, Southwest, Southeast | Commercial (New), Commercial (Existing) | Heating (Equip.), Cooling (Equip.), Ventilation | 83.1041 | 1.2033 | 1.3984 | 107.0042 | 2e-15 | 0 | 9e-15 | 2e-15 | -6e-15 | 0.16188 | 0.31076 | 0.444 | 0.57283 | 0.68489 | 0.78096 | 0.8129 | 0.84124 | 0.86502 | 0.87497 | 0.8913 | 0.9075 | 0.91993 | 0.93196 | 0.94198 | 0.94726 | 0.94673 | 0.94369 | 0.94176 | 0.93754 | 0.92778
Prosp. Com. ASHP (RST) + Env. + Ctls. | Efficient competed | California, Upper Midwest, Lower Midwest, Texas, Southwest, Southeast | Commercial (New), Commercial (Existing) | Heating (Equip.), Cooling (Equip.), Ventilation | 83.1041 | 1.2033 | 1.3984 | 107.0042 | 1e-15 | 0 | 9e-15 | 1e-15 | -6e-15 | 0.027663 | 0.051738 | 0.07233 | 0.091616 | 0.10781 | 0.12111 | 0.12121 | 0.12146 | 0.12202 | 0.12096 | 0.1178 | 0.11601 | 0.11384 | 0.11169 | 0.10927 | 0.10655 | 0.10343 | 0.10035 | 0.097524 | 0.094165 | 0.090471
Prosp. Com. ASHP (RST) + Env. + Ctls. CC | Baseline uncompeted | Northwest, Great Basin, Rocky Mountains, Upper Midwest, Lakes/Mid-Atl., Northeast | Commercial (New), Commercial (Existing) | Heating (Equip.), Cooling (Equip.), Ventilation | 78.7643 | 1.2696 | 1.7668 | 94.6961 | 4.2128 | 4.1155 | 4.0442 | 3.9876 | 3.9504 | 3.9061 | 3.8782 | 3.8702 | 3.857 | 3.8589 | 3.8254 | 3.801 | 3.7765 | 3.7726 | 3.7806 | 3.7664 | 3.7498 | 3.7194 | 3.6889 | 3.6456 | 3.6106 | 3.5775 | 3.5259 | 3.5021 | 3.444 | 3.399
Prosp. Com. ASHP (RST) + Env. + Ctls. CC | Efficient uncompeted | Northwest, Great Basin, Rocky Mountains, Upper Midwest, Lakes/Mid-Atl., Northeast | Commercial (New), Commercial (Existing) | Heating (Equip.), Cooling (Equip.), Ventilation | 78.7643 | 1.2696 | 1.7668 | 94.6961 | 4.2128 | 4.1155 | 4.0442 | 3.9876 | 3.9504 | 3.5977 | 3.2861 | 3.0135 | 2.7557 | 2.5251 | 2.2876 | 2.0711 | 1.8692 | 1.6958 | 1.5431 | 1.345 | 1.1639 | 0.99401 | 0.86621 | 0.81468 | 0.79157 | 0.77106 | 0.74965 | 0.73446 | 0.71231 | 0.68788
Prosp. Com. ASHP (RST) + Env. + Ctls. CC | Baseline competed | Northwest, Great Basin, Rocky Mountains, Upper Midwest, Lakes/Mid-Atl., Northeast | Commercial (New), Commercial (Existing) | Heating (Equip.), Cooling (Equip.), Ventilation | 78.7643 | 1.2696 | 1.7668 | 94.6961 | 3e-15 | -5e-15 | 5e-15 | -2e-15 | -1e-15 | 0.11836 | 0.2257 | 0.32285 | 0.40986 | 0.48976 | 0.55527 | 0.6158 | 0.66876 | 0.71331 | 0.75577 | 0.8031 | 0.84239 | 0.87246 | 0.8972 | 0.91576 | 0.93234 | 0.94499 | 0.94942 | 0.95762 | 0.95464 | 0.95155
Prosp. Com. ASHP (RST) + Env. + Ctls. CC | Efficient competed | Northwest, Great Basin, Rocky Mountains, Upper Midwest, Lakes/Mid-Atl., Northeast | Commercial (New), Commercial (Existing) | Heating (Equip.), Cooling (Equip.), Ventilation | 78.7643 | 1.2696 | 1.7668 | 94.6961 | 3e-15 | -5e-15 | 5e-15 | -2e-15 | -2e-15 | 0.015179 | 0.028499 | 0.0402 | 0.050394 | 0.059514 | 0.066727 | 0.073229 | 0.078724 | 0.083087 | 0.08708 | 0.091192 | 0.094222 | 0.096094 | 0.09727 | 0.097709 | 0.097888 | 0.097636 | 0.096592 | 0.095965 | 0.094275 | 0.092579
Prosp. Com. Chillers + Env. + Ctls. | Baseline uncompeted | Northwest, Great Basin, California, Rocky Mountains, Upper Midwest, Lower Midwest, Lakes/Mid-Atl., Texas, Southwest, Southeast, Northeast | Commercial (New), Commercial (Existing) | Cooling (Equip.), Ventilation | 19.5853 | 4.9631 | 5.9927 | 382.0123 | 8.262 | 8.182 | 8.1441 | 8.1218 | 8.1738 | 8.2871 | 8.4126 | 8.525 | 8.7414 | 8.9126 | 9.0059 | 9.1311 | 9.272 | 9.4468 | 9.5715 | 9.6804 | 9.7887 | 9.8843 | 9.9902 | 10.0908 | 10.1949 | 10.268 | 10.324 | 10.432 | 10.5056 | 10.5489
Prosp. Com. Chillers + Env. + Ctls. | Efficient uncompeted | Northwest, Great Basin, California, Rocky Mountains, Upper Midwest, Lower Midwest, Lakes/Mid-Atl., Texas, Southwest, Southeast, Northeast | Commercial (New), Commercial (Existing) | Cooling (Equip.), Ventilation | 19.5853 | 4.9631 | 5.9927 | 382.0123 | 8.262 | 8.182 | 8.1441 | 8.1218 | 8.1738 | 7.7719 | 7.3954 | 7.0225 | 6.7444 | 6.4396 | 6.0925 | 5.7777 | 5.4818 | 5.2132 | 4.9274 | 4.6653 | 4.4362 | 4.2181 | 4.0422 | 3.8474 | 3.5735 | 3.3296 | 3.1473 | 3.0206 | 2.9224 | 2.7738
Prosp. Com. Chillers + Env. + Ctls. | Baseline competed | Northwest, Great Basin, California, Rocky Mountains, Upper Midwest, Lower Midwest, Lakes/Mid-Atl., Texas, Southwest, Southeast, Northeast | Commercial (New), Commercial (Existing) | Cooling (Equip.), Ventilation | 19.5853 | 4.9631 | 5.9927 | 382.0123 | 6e-15 | -1.5e-14 | 1e-14 | 0 | 0 | 0.16724 | 0.3293 | 0.48369 | 0.63801 | 0.78423 | 0.9173 | 1.0472 | 1.174 | 1.3008 | 1.4165 | 1.4324 | 1.4479 | 1.4617 | 1.477 | 1.4886 | 1.4936 | 1.4951 | 1.495 | 1.5026 | 1.5051 | 1.5026
Prosp. Com. Chillers + Env. + Ctls. | Efficient competed | Northwest, Great Basin, California, Rocky Mountains, Upper Midwest, Lower Midwest, Lakes/Mid-Atl., Texas, Southwest, Southeast, Northeast | Commercial (New), Commercial (Existing) | Cooling (Equip.), Ventilation | 19.5853 | 4.9631 | 5.9927 | 382.0123 | 5e-15 | -1.7e-14 | 9e-15 | -2e-15 | 0 | 0.072281 | 0.13864 | 0.19938 | 0.25772 | 0.31081 | 0.35734 | 0.40119 | 0.44212 | 0.48158 | 0.51568 | 0.51455 | 0.51634 | 0.51429 | 0.51536 | 0.51224 | 0.49975 | 0.49357 | 0.48799 | 0.48497 | 0.48216 | 0.46858
Prosp. Com. N-Elec. Env. | Baseline uncompeted | Northwest, Great Basin, California, Rocky Mountains, Upper Midwest, Lower Midwest, Lakes/Mid-Atl., Texas, Southwest, Southeast, Northeast | Commercial (New), Commercial (Existing) | Heating (Equip.) | 24.1657 | 4.0835 | 4.6709 | 85.4702 | 20.6554 | 19.9152 | 19.3866 | 19.0382 | 19.1177 | 19.1118 | 19.2219 | 19.2877 | 19.4291 | 19.4901 | 19.5307 | 19.4602 | 19.4522 | 19.5047 | 19.3362 | 19.3074 | 19.2966 | 19.1475 | 18.9741 | 18.7441 | 18.6781 | 18.8953 | 18.662 | 18.4479 | 18.3068 | 18.191
Prosp. Com. N-Elec. Env. | Efficient uncompeted | Northwest, Great Basin, California, Rocky Mountains, Upper Midwest, Lower Midwest, Lakes/Mid-Atl., Texas, Southwest, Southeast, Northeast | Commercial (New), Commercial (Existing) | Heating (Equip.) | 24.1657 | 4.0835 | 4.6709 | 85.4702 | 20.6554 | 19.9152 | 19.3866 | 19.0382 | 19.1177 | 18.6842 | 18.3692 | 18.0211 | 17.7547 | 17.4251 | 17.0888 | 16.668 | 16.3124 | 16.0161 | 15.5492 | 14.9266 | 14.3343 | 13.6574 | 12.9842 | 12.2938 | 11.7285 | 11.3881 | 10.9026 | 10.4405 | 10.0353 | 9.3842
Prosp. Com. N-Elec. Env. | Baseline competed | Northwest, Great Basin, California, Rocky Mountains, Upper Midwest, Lower Midwest, Lakes/Mid-Atl., Texas, Southwest, Southeast, Northeast | Commercial (New), Commercial (Existing) | Heating (Equip.) | 24.1657 | 4.0835 | 4.6709 | 85.4702 | -1e-15 | 1.7e-14 | -5.5e-14 | -5.7e-14 | 1.4e-14 | -2.1e-14 | -2.7e-14 | 3.8e-14 | 5.3e-14 | -9e-15 | 5e-15 | -3.2e-14 | 3.4e-14 | 9e-15 | -2.6e-14 | 0.013404 | 0.025698 | 0.036166 | 0.044642 | 0.051017 | 0.055073 | 0.088012 | 0.12496 | 0.21907 | 0.30832 | 0.41969
Prosp. Com. N-Elec. Env. | Efficient competed | Northwest, Great Basin, California, Rocky Mountains, Upper Midwest, Lower Midwest, Lakes/Mid-Atl., Texas, Southwest, Southeast, Northeast | Commercial (New), Commercial (Existing) | Heating (Equip.) | 24.1657 | 4.0835 | 4.6709 | 85.4702 | -1e-15 | 1.2e-14 | -5.8e-14 | -5.5e-14 | 1.4e-14 | -1e-15 | 1.3e-14 | -4e-14 | 2e-14 | 1.3e-14 | -1.9e-14 | 1.5e-14 | -1.8e-14 | 1.7e-14 | 2e-15 | 0.010323 | 0.019035 | 0.025802 | 0.03079 | 0.034206 | 0.036494 | 0.053627 | 0.071884 | 0.11879 | 0.16345 | 0.21173
Prosp. Com. N-Elec. Env. + Ctls. | Baseline uncompeted | Northwest, Great Basin, California, Rocky Mountains, Upper Midwest, Lower Midwest, Lakes/Mid-Atl., Texas, Southwest, Southeast, Northeast | Commercial (New), Commercial (Existing) | Heating (Equip.), Cooling (Equip.), Ventilation | 9.5196 | 8.0527 | 10.4507 | 199.5968 | 27.8393 | 26.8339 | 26.0843 | 25.5281 | 25.4443 | 25.3123 | 25.3089 | 25.268 | 25.3458 | 25.3242 | 25.2472 | 25.0741 | 24.9663 | 24.9441 | 24.6879 | 24.5616 | 24.465 | 24.2225 | 23.964 | 23.6405 | 23.482 | 23.6006 | 23.2538 | 22.9544 | 22.7062 | 22.4851
Prosp. Com. N-Elec. Env. + Ctls. | Efficient uncompeted | Northwest, Great Basin, California, Rocky Mountains, Upper Midwest, Lower Midwest, Lakes/Mid-Atl., Texas, Southwest, Southeast, Northeast | Commercial (New), Commercial (Existing) | Heating (Equip.), Cooling (Equip.), Ventilation | 9.5196 | 8.0527 | 10.4507 | 199.5968 | 27.8393 | 26.8339 | 26.0843 | 25.5281 | 25.4443 | 24.6055 | 23.91 | 23.2017 | 22.6252 | 21.9801 | 21.3066 | 20.5778 | 19.9225 | 19.3519 | 18.6233 | 17.7553 | 16.9447 | 16.1104 | 15.3527 | 14.5788 | 13.9204 | 13.458 | 12.8629 | 12.3137 | 11.7924 | 10.9743
Prosp. Com. N-Elec. Env. + Ctls. | Baseline competed | Northwest, Great Basin, California, Rocky Mountains, Upper Midwest, Lower Midwest, Lakes/Mid-Atl., Texas, Southwest, Southeast, Northeast | Commercial (New), Commercial (Existing) | Heating (Equip.), Cooling (Equip.), Ventilation | 9.5196 | 8.0527 | 10.4507 | 199.5968 | 0.031155 | 0.030983 | 0.03139 | 0.032042 | 0.033155 | 0.03617 | 0.039278 | 0.042213 | 0.045265 | 0.047968 | 0.050426 | 0.052527 | 0.054705 | 0.057037 | 0.058527 | 0.060642 | 0.062534 | 0.063523 | 0.064323 | 0.064911 | 0.066146 | 0.0685 | 0.069225 | 0.069984 | 0.071145 | 0.074923
Prosp. Com. N-Elec. Env. + Ctls. | Efficient competed | Northwest, Great Basin, California, Rocky Mountains, Upper Midwest, Lower Midwest, Lakes/Mid-Atl., Texas, Southwest, Southeast, Northeast | Commercial (New), Commercial (Existing) | Heating (Equip.), Cooling (Equip.), Ventilation | 9.5196 | 8.0527 | 10.4507 | 199.5968 | 0.031155 | 0.030983 | 0.03139 | 0.032042 | 0.033155 | 0.03356 | 0.033968 | 0.034183 | 0.034454 | 0.034441 | 0.034226 | 0.033753 | 0.033322 | 0.032955 | 0.032096 | 0.031612 | 0.031006 | 0.030101 | 0.029262 | 0.028299 | 0.027615 | 0.027494 | 0.027294 | 0.02711 | 0.027074 | 0.02632
Prosp. Res. ASHP (FS) + Env. + Ctls. | Baseline uncompeted | California, Upper Midwest, Lower Midwest, Texas, Southwest, Southeast | Residential (New), Residential (Existing) | Heating (Equip.), Cooling (Equip.) | 21.8826 | 4.335 | 7.6422 | 202.6708 | 26.7111 | 25.8771 | 25.335 | 24.9864 | 25.0701 | 25.2505 | 25.4969 | 25.7006 | 26.2103 | 26.5996 | 26.8944 | 27.1845 | 27.5739 | 28.0663 | 28.326 | 28.7197 | 29.1474 | 29.4675 | 29.7464 | 30.0087 | 30.3749 | 30.9448 | 31.1633 | 31.3872 | 31.6533 | 31.8497
Prosp. Res. ASHP (FS) + Env. + Ctls. | Efficient uncompeted | California, Upper Midwest, Lower Midwest, Texas, Southwest, Southeast | Residential (New), Residential (Existing) | Heating (Equip.), Cooling (Equip.) | 21.8826 | 4.335 | 7.6422 | 202.6708 | 26.7111 | 25.8771 | 25.335 | 24.9864 | 25.0701 | 24.2966 | 23.5987 | 22.8659 | 22.4164 | 21.8454 | 21.1754 | 20.5258 | 19.9374 | 19.4028 | 18.7264 | 17.9796 | 17.2842 | 16.5659 | 15.8566 | 15.1792 | 14.5425 | 13.7286 | 12.8773 | 12.0714 | 11.2698 | 10.4533
Prosp. Res. ASHP (FS) + Env. + Ctls. | Baseline competed | California, Upper Midwest, Lower Midwest, Texas, Southwest, Southeast | Residential (New), Residential (Existing) | Heating (Equip.), Cooling (Equip.) | 21.8826 | 4.335 | 7.6422 | 202.6708 | 2.8e-14 | 3e-15 | -2e-14 | 2.7e-14 | 3.1e-14 | 0.20043 | 0.37988 | 0.54186 | 0.54871 | 0.55339 | 0.55713 | 0.55872 | 0.56197 | 0.56732 | 0.56701 | 0.65929 | 0.74659 | 0.82444 | 0.89514 | 0.95903 | 1.0203 | 1.091 | 1.1427 | 1.1896 | 1.2304 | 1.2602
Prosp. Res. ASHP (FS) + Env. + Ctls. | Efficient competed | California, Upper Midwest, Lower Midwest, Texas, Southwest, Southeast | Residential (New), Residential (Existing) | Heating (Equip.), Cooling (Equip.) | 21.8826 | 4.335 | 7.6422 | 202.6708 | 3e-14 | 6e-15 | -2.1e-14 | 2.3e-14 | 3.8e-14 | 0.17564 | 0.32888 | 0.46482 | 0.4749 | 0.48287 | 0.48835 | 0.49349 | 0.49951 | 0.50676 | 0.50957 | 0.53147 | 0.55228 | 0.56864 | 0.5819 | 0.59275 | 0.60431 | 0.60902 | 0.60918 | 0.60892 | 0.60851 | 0.60637
Prosp. Res. ASHP (FS) + Env. + Ctls. CC | Baseline uncompeted | Northwest, Great Basin, Rocky Mountains, Upper Midwest, Lakes/Mid-Atl., Northeast | Residential (New), Residential (Existing) | Heating (Equip.), Cooling (Equip.) | 16.4583 | 5.4579 | 10.1915 | 181.506 | 47.0825 | 45.2241 | 43.8171 | 42.8375 | 42.7158 | 42.5647 | 42.6221 | 42.6825 | 42.9753 | 43.1868 | 43.3544 | 43.38 | 43.5228 | 43.8097 | 43.7908 | 43.9965 | 44.2257 | 44.248 | 44.2037 | 44.0472 | 44.1584 | 44.8477 | 44.7534 | 44.6787 | 44.6313 | 44.63
Prosp. Res. ASHP (FS) + Env. + Ctls. CC | Efficient uncompeted | Northwest, Great Basin, Rocky Mountains, Upper Midwest, Lakes/Mid-Atl., Northeast | Residential (New), Residential (Existing) | Heating (Equip.), Cooling (Equip.) | 16.4583 | 5.4579 | 10.1915 | 181.506 | 47.0825 | 45.2241 | 43.8171 | 42.8375 | 42.7158 | 42.0294 | 41.5068 | 41.0003 | 40.6494 | 40.2894 | 39.7387 | 39.1605 | 38.6121 | 38.1515 | 37.5996 | 36.8078 | 35.9875 | 35.0905 | 34.1554 | 33.1606 | 32.3244 | 31.4531 | 30.3917 | 29.4863 | 28.277 | 27.0931
Prosp. Res. ASHP (FS) + Env. + Ctls. CC | Baseline competed | Northwest, Great Basin, Rocky Mountains, Upper Midwest, Lakes/Mid-Atl., Northeast | Residential (New), Residential (Existing) | Heating (Equip.), Cooling (Equip.) | 16.4583 | 5.4579 | 10.1915 | 181.506 | 1e-14 | 1.1e-14 | 6.6e-14 | 3.1e-14 | 3.6e-14 | 0.0061005 | 0.011795 | 0.016839 | 0.01638 | 0.015905 | 0.015461 | 0.014989 | 0.014604 | 0.014307 | 0.013887 | 0.033242 | 0.051921 | 0.069759 | 0.086556 | 0.10209 | 0.11736 | 0.13436 | 0.14892 | 0.16279 | 0.1744 | 0.18413
Prosp. Res. ASHP (FS) + Env. + Ctls. CC | Efficient competed | Northwest, Great Basin, Rocky Mountains, Upper Midwest, Lakes/Mid-Atl., Northeast | Residential (New), Residential (Existing) | Heating (Equip.), Cooling (Equip.) | 16.4583 | 5.4579 | 10.1915 | 181.506 | 1.4e-14 | 4e-15 | 7.4e-14 | 3.8e-14 | 3.1e-14 | 0.0077819 | 0.014604 | 0.020584 | 0.019933 | 0.019468 | 0.018963 | 0.018517 | 0.018151 | 0.017881 | 0.017575 | 0.02477 | 0.031244 | 0.03704 | 0.042114 | 0.046511 | 0.05059 | 0.053931 | 0.057071 | 0.059914 | 0.061879 | 0.063369
Prosp. Res. ASHP (LFL) + Env. + Ctls. | Baseline uncompeted | California, Upper Midwest, Lower Midwest, Texas, Southwest, Southeast | Residential (New), Residential (Existing) | Heating (Equip.), Cooling (Equip.) | 43.3345 | 2.2972 | 3.9064 | 273.6402 | 11.5687 | 11.4448 | 11.3683 | 11.3227 | 11.363 | 11.4689 | 11.6138 | 11.719 | 12.0717 | 12.3039 | 12.4192 | 12.6373 | 12.9366 | 13.2608 | 13.4751 | 13.7157 | 13.9146 | 14.1065 | 14.3018 | 14.5364 | 14.7852 | 14.983 | 15.1826 | 15.3718 | 15.5577 | 15.6675
Prosp. Res. ASHP (LFL) + Env. + Ctls. | Efficient uncompeted | California, Upper Midwest, Lower Midwest, Texas, Southwest, Southeast | Residential (New), Residential (Existing) | Heating (Equip.), Cooling (Equip.) | 43.3345 | 2.2972 | 3.9064 | 273.6402 | 11.5687 | 11.4448 | 11.3683 | 11.3227 | 11.363 | 10.5883 | 9.8834 | 9.1697 | 8.6622 | 8.0678 | 7.4121 | 6.8312 | 6.2976 | 5.7765 | 5.2122 | 4.535 | 3.8592 | 3.2 | 2.5574 | 1.9686 | 1.6308 | 1.5755 | 1.5459 | 1.5248 | 1.5146 | 1.4984
Prosp. Res. ASHP (LFL) + Env. + Ctls. | Baseline competed | California, Upper Midwest, Lower Midwest, Texas, Southwest, Southeast | Residential (New), Residential (Existing) | Heating (Equip.), Cooling (Equip.) | 43.3345 | 2.2972 | 3.9064 | 273.6402 | 1e-15 | -2e-15 | -3e-15 | -3e-15 | 7e-15 | 0.82912 | 1.6125 | 2.346 | 3.0977 | 3.7963 | 4.4265 | 5.0638 | 5.7132 | 6.3573 | 6.9281 | 7.5523 | 8.1281 | 8.6741 | 9.1991 | 9.7287 | 10.2498 | 10.7176 | 11.1694 | 11.5967 | 12.0057 | 12.3396
Prosp. Res. ASHP (LFL) + Env. + Ctls. | Efficient competed | California, Upper Midwest, Lower Midwest, Texas, Southwest, Southeast | Residential (New), Residential (Existing) | Heating (Equip.), Cooling (Equip.) | 43.3345 | 2.2972 | 3.9064 | 273.6402 | 1e-15 | -4e-15 | 1e-15 | -4e-15 | 7e-15 | 0.22894 | 0.44075 | 0.63513 | 0.83105 | 1.0095 | 1.1671 | 1.3241 | 1.4816 | 1.6351 | 1.7677 | 1.9071 | 2.0317 | 2.1471 | 2.2556 | 2.3637 | 2.4682 | 2.5589 | 2.6452 | 2.7251 | 2.8004 | 2.8579
Prosp. Res. ASHP (LFL) + Env. + Ctls. CC | Baseline uncompeted | Northwest, Great Basin, Rocky Mountains, Upper Midwest, Lakes/Mid-Atl., Northeast | Residential (New), Residential (Existing) | Heating (Equip.), Cooling (Equip.) | 21.3088 | 4.434 | 9.8806 | 514.2744 | 3.7031 | 3.69 | 3.6794 | 3.686 | 3.7068 | 3.7162 | 3.7345 | 3.7709 | 3.7972 | 3.8395 | 3.8473 | 3.8879 | 3.9258 | 3.9735 | 4.0222 | 4.0707 | 4.1145 | 4.1505 | 4.1802 | 4.204 | 4.2403 | 4.2743 | 4.3032 | 4.3409 | 4.3538 | 4.3783
Prosp. Res. ASHP (LFL) + Env. + Ctls. CC | Efficient uncompeted | Northwest, Great Basin, Rocky Mountains, Upper Midwest, Lakes/Mid-Atl., Northeast | Residential (New), Residential (Existing) | Heating (Equip.), Cooling (Equip.) | 21.3088 | 4.434 | 9.8806 | 514.2744 | 3.7031 | 3.69 | 3.6794 | 3.686 | 3.7068 | 3.4566 | 3.2239 | 3.0129 | 2.7991 | 2.6014 | 2.3863 | 2.1964 | 2.0089 | 1.8296 | 1.6537 | 1.4526 | 1.256 | 1.0639 | 0.87791 | 0.72122 | 0.62829 | 0.58835 | 0.55823 | 0.54593 | 0.5316 | 0.51871
Prosp. Res. ASHP (LFL) + Env. + Ctls. CC | Baseline competed | Northwest, Great Basin, Rocky Mountains, Upper Midwest, Lakes/Mid-Atl., Northeast | Residential (New), Residential (Existing) | Heating (Equip.), Cooling (Equip.) | 21.3088 | 4.434 | 9.8806 | 514.2744 | -2e-15 | -2e-15 | -2e-15 | 0 | 0 | 0.13452 | 0.26241 | 0.38701 | 0.5051 | 0.62239 | 0.72794 | 0.83717 | 0.9426 | 1.0487 | 1.1527 | 1.2981 | 1.4369 | 1.5676 | 1.69 | 1.8031 | 1.917 | 2.025 | 2.1256 | 2.227 | 2.3093 | 2.3931
Prosp. Res. ASHP (LFL) + Env. + Ctls. CC | Efficient competed | Northwest, Great Basin, Rocky Mountains, Upper Midwest, Lakes/Mid-Atl., Northeast | Residential (New), Residential (Existing) | Heating (Equip.), Cooling (Equip.) | 21.3088 | 4.434 | 9.8806 | 514.2744 | -1e-15 | -2e-15 | -2e-15 | 0 | 0 | 0.037295 | 0.071802 | 0.10468 | 0.13516 | 0.1648 | 0.19079 | 0.21713 | 0.24195 | 0.26636 | 0.28976 | 0.32218 | 0.35185 | 0.37873 | 0.40285 | 0.42414 | 0.44492 | 0.46371 | 0.48027 | 0.49639 | 0.50793 | 0.51933
Prosp. Res. ASHP (RST) + Env. + Ctls. | Baseline uncompeted | California, Upper Midwest, Lower Midwest, Texas, Southwest, Southeast | Residential (New), Residential (Existing) | Heating (Equip.), Cooling (Equip.) | 8.1279 | 8.493 | 15.1103 | 1087.6247 | 12.3592 | 12.1862 | 12.0616 | 11.9592 | 11.9386 | 12.0216 | 12.0894 | 12.108 | 12.3599 | 12.4828 | 12.5114 | 12.6157 | 12.7512 | 12.9115 | 12.9962 | 13.1198 | 13.265 | 13.3889 | 13.5063 | 13.6307 | 13.7323 | 13.7799 | 13.8414 | 13.9126 | 13.9905 | 13.9767
Prosp. Res. ASHP (RST) + Env. + Ctls. | Efficient uncompeted | California, Upper Midwest, Lower Midwest, Texas, Southwest, Southeast | Residential (New), Residential (Existing) | Heating (Equip.), Cooling (Equip.) | 8.1279 | 8.493 | 15.1103 | 1087.6247 | 12.3592 | 12.1862 | 12.0616 | 11.9592 | 11.9386 | 11.2664 | 10.6118 | 9.9412 | 9.4785 | 8.9253 | 8.324 | 7.7894 | 7.2865 | 6.8081 | 6.3003 | 5.7831 | 5.2919 | 4.8105 | 4.3509 | 3.9143 | 3.4952 | 3.2443 | 2.7263 | 2.2298 | 1.7561 | 1.2998
Prosp. Res. ASHP (RST) + Env. + Ctls. | Baseline competed | California, Upper Midwest, Lower Midwest, Texas, Southwest, Southeast | Residential (New), Residential (Existing) | Heating (Equip.), Cooling (Equip.) | 8.1279 | 8.493 | 15.1103 | 1087.6247 | 2e-15 | -4e-15 | -1e-15 | 1e-15 | -3e-15 | 0.63501 | 1.2372 | 1.8022 | 2.2922 | 2.7401 | 3.1418 | 3.5409 | 3.9295 | 4.3092 | 4.6477 | 4.9927 | 5.3323 | 5.6499 | 5.9461 | 6.2295 | 6.484 | 6.6159 | 6.878 | 7.1295 | 7.3716 | 7.5481
Prosp. Res. ASHP (RST) + Env. + Ctls. | Efficient competed | California, Upper Midwest, Lower Midwest, Texas, Southwest, Southeast | Residential (New), Residential (Existing) | Heating (Equip.), Cooling (Equip.) | 8.1279 | 8.493 | 15.1103 | 1087.6247 | 1e-15 | -4e-15 | 0 | 1e-15 | -3e-15 | 0.10903 | 0.21137 | 0.3066 | 0.38198 | 0.45099 | 0.51246 | 0.57336 | 0.63288 | 0.69112 | 0.74273 | 0.79458 | 0.84513 | 0.89182 | 0.93505 | 0.97636 | 1.0135 | 1.0353 | 1.0692 | 1.104 | 1.1377 | 1.1618
Prosp. Res. ASHP (RST) + Env. + Ctls. CC | Baseline uncompeted | Northwest, Great Basin, Rocky Mountains, Upper Midwest, Lakes/Mid-Atl., Northeast | Residential (New), Residential (Existing) | Heating (Equip.), Cooling (Equip.) | 6.6181 | 9.3318 | 19.0639 | 1051.2239 | 7.4859 | 7.4357 | 7.3938 | 7.3916 | 7.4046 | 7.3946 | 7.4027 | 7.4399 | 7.4681 | 7.515 | 7.5164 | 7.5424 | 7.5788 | 7.625 | 7.6982 | 7.7706 | 7.8132 | 7.8346 | 7.8441 | 7.8541 | 7.8817 | 7.9018 | 7.9035 | 7.9287 | 7.9142 | 7.9061
Prosp. Res. ASHP (RST) + Env. + Ctls. CC | Efficient uncompeted | Northwest, Great Basin, Rocky Mountains, Upper Midwest, Lakes/Mid-Atl., Northeast | Residential (New), Residential (Existing) | Heating (Equip.), Cooling (Equip.) | 6.6181 | 9.3318 | 19.0639 | 1051.2239 | 7.4859 | 7.4357 | 7.3938 | 7.3916 | 7.4046 | 6.9682 | 6.5645 | 6.1969 | 5.8303 | 5.4863 | 5.1174 | 4.7732 | 4.4433 | 4.1251 | 3.8266 | 3.5052 | 3.1797 | 2.8587 | 2.5514 | 2.2588 | 2.0034 | 1.7933 | 1.4863 | 1.1979 | 0.9191 | 0.66385
Prosp. Res. ASHP (RST) + Env. + Ctls. CC | Baseline competed | Northwest, Great Basin, Rocky Mountains, Upper Midwest, Lakes/Mid-Atl., Northeast | Residential (New), Residential (Existing) | Heating (Equip.), Cooling (Equip.) | 6.6181 | 9.3318 | 19.0639 | 1051.2239 | 1e-15 | -1e-15 | -1e-15 | -1e-15 | 2e-15 | 0.25703 | 0.50301 | 0.74279 | 0.92028 | 1.0918 | 1.2475 | 1.4002 | 1.5466 | 1.6883 | 1.8309 | 1.9975 | 2.1483 | 2.2825 | 2.4001 | 2.51 | 2.6084 | 2.6746 | 2.7833 | 2.8892 | 2.9723 | 3.0478
Prosp. Res. ASHP (RST) + Env. + Ctls. CC | Efficient competed | Northwest, Great Basin, Rocky Mountains, Upper Midwest, Lakes/Mid-Atl., Northeast | Residential (New), Residential (Existing) | Heating (Equip.), Cooling (Equip.) | 6.6181 | 9.3318 | 19.0639 | 1051.2239 | 0 | -2e-15 | -1e-15 | -2e-15 | 2e-15 | 0.038883 | 0.075669 | 0.11132 | 0.13311 | 0.15428 | 0.17322 | 0.1918 | 0.20945 | 0.22646 | 0.24346 | 0.26381 | 0.28166 | 0.29721 | 0.31041 | 0.32235 | 0.33323 | 0.34057 | 0.34977 | 0.35999 | 0.36737 | 0.37383
Prosp. Res. N-Elec. Env. | Baseline uncompeted | Northwest, Great Basin, California, Rocky Mountains, Upper Midwest, Lower Midwest, Lakes/Mid-Atl., Texas, Southwest, Southeast, Northeast | Residential (New), Residential (Existing) | Heating (Equip.) | 63.3857 | 1.5776 | 2.3683 | 44.3888 | 67.6796 | 64.5309 | 62.1528 | 60.4759 | 60.0824 | 59.7268 | 59.6972 | 59.6777 | 60.0193 | 60.2115 | 60.3455 | 60.226 | 60.249 | 60.4815 | 60.1927 | 60.2668 | 60.3875 | 60.1977 | 59.889 | 59.4173 | 59.3179 | 60.0872 | 59.7015 | 59.3007 | 59.0057 | 58.7698
Prosp. Res. N-Elec. Env. | Efficient uncompeted | Northwest, Great Basin, California, Rocky Mountains, Upper Midwest, Lower Midwest, Lakes/Mid-Atl., Texas, Southwest, Southeast, Northeast | Residential (New), Residential (Existing) | Heating (Equip.) | 63.3857 | 1.5776 | 2.3683 | 44.3888 | 67.6796 | 64.5309 | 62.1528 | 60.4759 | 60.0824 | 59.0139 | 58.2941 | 57.6038 | 57.2759 | 56.8188 | 56.3201 | 55.5986 | 55.024 | 54.6512 | 53.8236 | 52.824 | 51.8918 | 50.7243 | 49.4987 | 48.1821 | 47.2002 | 46.9136 | 45.7668 | 44.6518 | 43.6656 | 42.7722
Prosp. Res. N-Elec. Env. | Baseline competed | Northwest, Great Basin, California, Rocky Mountains, Upper Midwest, Lower Midwest, Lakes/Mid-Atl., Texas, Southwest, Southeast, Northeast | Residential (New), Residential (Existing) | Heating (Equip.) | 63.3857 | 1.5776 | 2.3683 | 44.3888 | -1.07e-13 | -7.3e-14 | -4.8e-14 | -1.1e-14 | 3.6e-14 | 0.028678 | 0.057028 | 0.085051 | 0.12807 | 0.16958 | 0.20994 | 0.24931 | 0.2885 | 0.32753 | 0.36411 | 2.3396 | 4.2034 | 5.9238 | 7.4998 | 8.9017 | 10.09 | 11.7126 | 12.9611 | 14.0375 | 14.9709 | 15.8464
Prosp. Res. N-Elec. Env. | Efficient competed | Northwest, Great Basin, California, Rocky Mountains, Upper Midwest, Lower Midwest, Lakes/Mid-Atl., Texas, Southwest, Southeast, Northeast | Residential (New), Residential (Existing) | Heating (Equip.) | 63.3857 | 1.5776 | 2.3683 | 44.3888 | -1.07e-13 | -7.3e-14 | -5e-14 | 3e-15 | 3.7e-14 | 0.026992 | 0.053064 | 0.078331 | 0.11676 | 0.15319 | 0.18805 | 0.22152 | 0.25438 | 0.28665 | 0.31643 | 2.0052 | 3.5592 | 4.9657 | 6.2288 | 7.3291 | 8.2335 | 9.4425 | 10.3459 | 11.1052 | 11.7456 | 12.3332
Prosp. Res. N-Elec. Env. + Ctls. | Baseline uncompeted | Northwest, Great Basin, California, Rocky Mountains, Upper Midwest, Lower Midwest, Lakes/Mid-Atl., Texas, Southwest, Southeast, Northeast | Residential (New), Residential (Existing) | Heating (Equip.), Cooling (Equip.) | 32.0791 | 3.1134 | 4.6418 | 87.0659 | 68.4002 | 65.2184 | 62.8176 | 61.1255 | 60.7345 | 60.38 | 60.3543 | 60.3378 | 60.6853 | 60.8824 | 61.0214 | 60.9051 | 60.9348 | 61.1775 | 60.8916 | 60.9736 | 61.1022 | 60.9164 | 60.6097 | 60.1384 | 60.0454 | 60.8361 | 60.452 | 60.0523 | 59.761 | 59.5303
Prosp. Res. N-Elec. Env. + Ctls. | Efficient uncompeted | Northwest, Great Basin, California, Rocky Mountains, Upper Midwest, Lower Midwest, Lakes/Mid-Atl., Texas, Southwest, Southeast, Northeast | Residential (New), Residential (Existing) | Heating (Equip.), Cooling (Equip.) | 32.0791 | 3.1134 | 4.6418 | 87.0659 | 68.4002 | 65.2184 | 62.8176 | 61.1255 | 60.7345 | 58.8754 | 57.4053 | 55.9972 | 54.9665 | 53.8357 | 52.687 | 51.3543 | 50.1805 | 49.2098 | 47.8514 | 46.3735 | 44.9804 | 43.4132 | 41.8266 | 40.1948 | 38.869 | 38.044 | 36.5572 | 35.1295 | 33.8287 | 32.6232
Prosp. Res. N-Elec. Env. + Ctls. | Baseline competed | Northwest, Great Basin, California, Rocky Mountains, Upper Midwest, Lower Midwest, Lakes/Mid-Atl., Texas, Southwest, Southeast, Northeast | Residential (New), Residential (Existing) | Heating (Equip.), Cooling (Equip.) | 32.0791 | 3.1134 | 4.6418 | 87.0659 | -6.8e-14 | -4.7e-14 | -6.9e-14 | -3e-15 | 7.3e-14 | 0.012699 | 0.025213 | 0.037665 | 0.06402 | 0.08973 | 0.1149 | 0.13943 | 0.16422 | 0.1896 | 0.21303 | 0.3363 | 0.4565 | 0.56996 | 0.67729 | 0.77744 | 0.87827 | 1.0097 | 1.1146 | 1.2128 | 1.3085 | 1.4008
Prosp. Res. N-Elec. Env. + Ctls. | Efficient competed | Northwest, Great Basin, California, Rocky Mountains, Upper Midwest, Lower Midwest, Lakes/Mid-Atl., Texas, Southwest, Southeast, Northeast | Residential (New), Residential (Existing) | Heating (Equip.), Cooling (Equip.) | 32.0791 | 3.1134 | 4.6418 | 87.0659 | -5.3e-14 | -5.5e-14 | -7e-14 | 4e-15 | 8.8e-14 | 0.0085526 | 0.016744 | 0.024713 | 0.041504 | 0.057496 | 0.072853 | 0.087531 | 0.10212 | 0.11682 | 0.1301 | 0.20266 | 0.27109 | 0.33365 | 0.39104 | 0.44295 | 0.49404 | 0.55908 | 0.60928 | 0.65529 | 0.6994 | 0.74131
Prospective Com. Ctls. (Lighting) | Baseline uncompeted | Northwest, Great Basin, California, Rocky Mountains, Upper Midwest, Lower Midwest, Lakes/Mid-Atl., Texas, Southwest, Southeast, Northeast | Commercial (New), Commercial (Existing) | Lighting | 45.8378 | 2.1315 | 4.4049 | 999 | 7.1227 | 7.1251 | 7.1316 | 7.1091 | 7.0587 | 7.0547 | 7.0339 | 7.0226 | 7.1334 | 7.2067 | 7.1711 | 7.2262 | 7.2557 | 7.3127 | 7.3737 | 7.442 | 7.5156 | 7.6118 | 7.7336 | 7.865 | 7.9443 | 7.8919 | 7.971 | 8.1157 | 8.1713 | 8.1915
Prospective Com. Ctls. (Lighting) | Efficient uncompeted | Northwest, Great Basin, California, Rocky Mountains, Upper Midwest, Lower Midwest, Lakes/Mid-Atl., Texas, Southwest, Southeast, Northeast | Commercial (New), Commercial (Existing) | Lighting | 45.8378 | 2.1315 | 4.4049 | 999 | 7.1227 | 7.1251 | 7.1316 | 7.1091 | 7.0587 | 6.824 | 6.5834 | 6.3638 | 6.3265 | 6.2206 | 5.9303 | 5.7205 | 5.5327 | 5.4233 | 5.3566 | 5.3299 | 5.3046 | 5.3287 | 5.4135 | 5.5055 | 5.561 | 5.5243 | 5.5797 | 5.681 | 5.7199 | 5.7341
Prospective Com. Ctls. (Lighting) | Baseline competed | Northwest, Great Basin, California, Rocky Mountains, Upper Midwest, Lower Midwest, Lakes/Mid-Atl., Texas, Southwest, Southeast, Northeast | Commercial (New), Commercial (Existing) | Lighting | 45.8378 | 2.1315 | 4.4049 | 999 | -1.3e-14 | 2.4e-14 | -3.6e-14 | -2.9e-14 | 0 | -0.32324 | 0.072558 | 0.43495 | 0.71398 | 1.0295 | 1.4186 | 1.7638 | 2.0385 | 2.2744 | 2.4635 | 2.6457 | 2.8064 | 2.9611 | 3.124 | 3.2574 | 3.3621 | 3.4018 | 3.4908 | 3.6032 | 3.6726 | 3.7221
Prospective Com. Ctls. (Lighting) | Efficient competed | Northwest, Great Basin, California, Rocky Mountains, Upper Midwest, Lower Midwest, Lakes/Mid-Atl., Texas, Southwest, Southeast, Northeast | Commercial (New), Commercial (Existing) | Lighting | 45.8378 | 2.1315 | 4.4049 | 999 | -1.3e-14 | 2.4e-14 | -3.5e-14 | -3.2e-14 | 3e-15 | -0.44803 | -0.15349 | 0.12526 | 0.3478 | 0.59878 | 0.90326 | 1.1749 | 1.3883 | 1.5681 | 1.7104 | 1.845 | 1.9632 | 2.0727 | 2.1868 | 2.2802 | 2.3535 | 2.3813 | 2.4436 | 2.5222 | 2.5708 | 2.6055
Prospective Commercial HPWH | Baseline uncompeted | Northwest, Great Basin, California, Rocky Mountains, Upper Midwest, Lower Midwest, Lakes/Mid-Atl., Texas, Southwest, Southeast, Northeast | Commercial (New), Commercial (Existing) | Water Heating | 999 | 0 | -1.7641 | -116.1177 | 0.63817 | 0.60731 | 0.59133 | 0.57701 | 0.56668 | 0.56002 | 0.55461 | 0.54822 | 0.54752 | 0.54475 | 0.53574 | 0.53067 | 0.52514 | 0.52116 | 0.51523 | 0.50867 | 0.5021 | 0.49436 | 0.48714 | 0.4797 | 0.47237 | 0.46371 | 0.454 | 0.44682 | 0.43775 | 0.42808
Prospective Commercial HPWH | Efficient uncompeted | Northwest, Great Basin, California, Rocky Mountains, Upper Midwest, Lower Midwest, Lakes/Mid-Atl., Texas, Southwest, Southeast, Northeast | Commercial (New), Commercial (Existing) | Water Heating | 999 | 0 | -1.7641 | -116.1177 | 0.63817 | 0.60731 | 0.59133 | 0.57701 | 0.56668 | 0.52085 | 0.47741 | 0.43461 | 0.39748 | 0.35974 | 0.33025 | 0.30817 | 0.26148 | 0.21759 | 0.17381 | 0.1381 | 0.1255 | 0.12356 | 0.12175 | 0.11989 | 0.11806 | 0.11589 | 0.11347 | 0.11167 | 0.10941 | 0.10699
Prospective Commercial HPWH | Baseline competed | Northwest, Great Basin, California, Rocky Mountains, Upper Midwest, Lower Midwest, Lakes/Mid-Atl., Texas, Southwest, Southeast, Northeast | Commercial (New), Commercial (Existing) | Water Heating | 999 | 0 | -1.7641 | -116.1177 | 0 | 0 | 0 | -1e-15 | 0 | 0.052224 | 0.09816 | 0.13788 | 0.17381 | 0.20475 | 0.21966 | 0.23046 | 0.25849 | 0.28274 | 0.30246 | 0.31881 | 0.33258 | 0.34318 | 0.35198 | 0.35873 | 0.36383 | 0.36639 | 0.36684 | 0.36808 | 0.36678 | 0.36403
Prospective Commercial HPWH | Efficient competed | Northwest, Great Basin, California, Rocky Mountains, Upper Midwest, Lower Midwest, Lakes/Mid-Atl., Texas, Southwest, Southeast, Northeast | Commercial (New), Commercial (Existing) | Water Heating | 999 | 0 | -1.7641 | -116.1177 | 0 | 0 | 0 | -1e-15 | 0 | 0.013052 | 0.024533 | 0.03446 | 0.04344 | 0.051173 | 0.0549 | 0.0576 | 0.064605 | 0.070665 | 0.075595 | 0.079681 | 0.083123 | 0.085771 | 0.08797 | 0.089658 | 0.090931 | 0.091572 | 0.091685 | 0.091995 | 0.091669 | 0.090983
Prospective Commercial HPWH (FS) | Baseline uncompeted | Northwest, Great Basin, California, Rocky Mountains, Upper Midwest, Lower Midwest, Lakes/Mid-Atl., Texas, Southwest, Southeast, Northeast | Commercial (New), Commercial (Existing) | Water Heating | 999 | 0 | -1.0467 | -8.4554 | 5.5443 | 5.4085 | 5.3505 | 5.3528 | 5.429 | 5.4913 | 5.5891 | 5.6781 | 5.7978 | 5.8927 | 5.9771 | 6.0285 | 6.0999 | 6.1993 | 6.2163 | 6.2887 | 6.3642 | 6.394 | 6.4073 | 6.4085 | 6.4685 | 6.6155 | 6.6052 | 6.6063 | 6.6409 | 6.6919
Prospective Commercial HPWH (FS) | Efficient uncompeted | Northwest, Great Basin, California, Rocky Mountains, Upper Midwest, Lower Midwest, Lakes/Mid-Atl., Texas, Southwest, Southeast, Northeast | Commercial (New), Commercial (Existing) | Water Heating | 999 | 0 | -1.0467 | -8.4554 | 5.5443 | 5.4085 | 5.3505 | 5.3528 | 5.429 | 5.4519 | 5.5017 | 5.5408 | 5.6057 | 5.6433 | 5.6455 | 5.6363 | 5.6309 | 5.6342 | 5.6403 | 5.672 | 5.7064 | 5.7319 | 5.7696 | 5.7996 | 5.8142 | 5.7953 | 5.7651 | 5.7806 | 5.7628 | 5.7311
Prospective Commercial HPWH (FS) | Baseline competed | Northwest, Great Basin, California, Rocky Mountains, Upper Midwest, Lower Midwest, Lakes/Mid-Atl., Texas, Southwest, Southeast, Northeast | Commercial (New), Commercial (Existing) | Water Heating | 999 | 0 | -1.0467 | -8.4554 | 3e-15 | -4e-15 | 4e-15 | 2e-15 | 7e-15 | 0.51731 | 0.99458 | 1.4301 | 1.8372 | 2.2044 | 2.5905 | 2.9182 | 3.2223 | 3.5232 | 3.7531 | 3.9942 | 4.2192 | 4.3961 | 4.5444 | 4.6682 | 4.8218 | 5.0309 | 5.1112 | 5.1902 | 5.2871 | 5.4431
Prospective Commercial HPWH (FS) | Efficient competed | Northwest, Great Basin, California, Rocky Mountains, Upper Midwest, Lower Midwest, Lakes/Mid-Atl., Texas, Southwest, Southeast, Northeast | Commercial (New), Commercial (Existing) | Water Heating | 999 | 0 | -1.0467 | -8.4554 | 2e-15 | -4e-15 | 4e-15 | 2e-15 | 7e-15 | 0.48121 | 0.92193 | 1.323 | 1.6966 | 2.0323 | 2.3821 | 2.6812 | 2.9568 | 3.2239 | 3.4298 | 3.645 | 3.8442 | 4.0004 | 4.1319 | 4.2437 | 4.3794 | 4.5555 | 4.6168 | 4.6803 | 4.7589 | 4.8881
Prospective Commercial Refrigeration | Baseline uncompeted | Northwest, Great Basin, California, Rocky Mountains, Upper Midwest, Lower Midwest, Lakes/Mid-Atl., Texas, Southwest, Southeast, Northeast | Commercial (New), Commercial (Existing) | Refrigeration | -19.8772 | 41.1097 | 80.0806 | 5556.3356 | 20.2255 | 19.8522 | 19.5939 | 19.4039 | 19.338 | 19.3725 | 19.4755 | 19.5862 | 19.8801 | 20.1062 | 20.1094 | 20.2575 | 20.3709 | 20.562 | 20.6872 | 20.762 | 20.8577 | 20.8911 | 20.9387 | 20.9582 | 20.9801 | 20.9445 | 20.8459 | 20.8371 | 20.7087 | 20.5717
Prospective Commercial Refrigeration | Efficient uncompeted | Northwest, Great Basin, California, Rocky Mountains, Upper Midwest, Lower Midwest, Lakes/Mid-Atl., Texas, Southwest, Southeast, Northeast | Commercial (New), Commercial (Existing) | Refrigeration | -19.8772 | 41.1097 | 80.0806 | 5556.3356 | 20.2255 | 19.8522 | 19.5939 | 19.4039 | 19.338 | 18.7803 | 18.3072 | 17.8588 | 17.5872 | 17.228 | 16.6188 | 16.1451 | 15.6509 | 15.2269 | 15.1134 | 15.1653 | 15.2326 | 15.2555 | 15.2954 | 15.3192 | 15.3442 | 15.3266 | 15.2623 | 15.2632 | 15.176 | 15.0819
Prospective Commercial Refrigeration | Baseline competed | Northwest, Great Basin, California, Rocky Mountains, Upper Midwest, Lower Midwest, Lakes/Mid-Atl., Texas, Southwest, Southeast, Northeast | Commercial (New), Commercial (Existing) | Refrigeration | -19.8772 | 41.1097 | 80.0806 | 5556.3356 | 1.7091 | 1.6509 | 1.6053 | 1.5698 | 1.5482 | 1.5406 | 1.5392 | 1.539 | 1.5565 | 1.5688 | 1.5648 | 1.5726 | 1.5794 | 1.5925 | 1.6004 | 1.6064 | 1.6129 | 1.6152 | 1.6187 | 1.6208 | 1.6232 | 1.6204 | 1.6136 | 1.6138 | 1.6061 | 1.5959
Prospective Commercial Refrigeration | Efficient competed | Northwest, Great Basin, California, Rocky Mountains, Upper Midwest, Lower Midwest, Lakes/Mid-Atl., Texas, Southwest, Southeast, Northeast | Commercial (New), Commercial (Existing) | Refrigeration | -19.8772 | 41.1097 | 80.0806 | 5556.3356 | 1.7091 | 1.6509 | 1.6053 | 1.5698 | 1.5482 | 1.4955 | 1.4515 | 1.411 | 1.3868 | 1.3583 | 1.3147 | 1.2827 | 1.2509 | 1.2354 | 1.2233 | 1.2169 | 1.211 | 1.203 | 1.2026 | 1.206 | 1.2095 | 1.209 | 1.2054 | 1.207 | 1.2024 | 1.1959
Prospective Residential Ctls. (CAC) | Baseline uncompeted | Northwest, Great Basin, California, Rocky Mountains, Upper Midwest, Lower Midwest, Lakes/Mid-Atl., Texas, Southwest, Southeast, Northeast | Residential (New), Residential (Existing) | Cooling (Equip.) | 2.9702 | 8.5432 | 21.8052 | 1439.9124 | 19.4428 | 19.5355 | 19.716 | 19.9428 | 20.3141 | 20.8305 | 21.3542 | 21.8599 | 22.646 | 23.3664 | 23.9371 | 24.6177 | 25.3937 | 26.2461 | 27.011 | 27.8052 | 28.622 | 29.3961 | 30.1605 | 30.9349 | 31.7254 | 32.438 | 33.1293 | 33.8868 | 34.5748 | 35.1288
Prospective Residential Ctls. (CAC) | Efficient uncompeted | Northwest, Great Basin, California, Rocky Mountains, Upper Midwest, Lower Midwest, Lakes/Mid-Atl., Texas, Southwest, Southeast, Northeast | Residential (New), Residential (Existing) | Cooling (Equip.) | 2.9702 | 8.5432 | 21.8052 | 1439.9124 | 19.4428 | 19.5355 | 19.716 | 19.9428 | 20.3141 | 20.4334 | 20.5532 | 20.6489 | 20.9988 | 21.2741 | 21.4026 | 21.6192 | 21.9067 | 22.2448 | 22.4947 | 22.7551 | 23.0205 | 23.2087 | 23.33 | 23.4443 | 23.5561 | 23.597 | 23.6624 | 23.9795 | 24.3108 | 24.6116
Prospective Residential Ctls. (CAC) | Baseline competed | Northwest, Great Basin, California, Rocky Mountains, Upper Midwest, Lower Midwest, Lakes/Mid-Atl., Texas, Southwest, Southeast, Northeast | Residential (New), Residential (Existing) | Cooling (Equip.) | 2.9702 | 8.5432 | 21.8052 | 1439.9124 | 6e-15 | -1e-15 | 0 | 1e-15 | 4e-15 | 0.90161 | 1.7848 | 2.6482 | 3.7403 | 4.8169 | 5.8525 | 6.9022 | 7.9715 | 9.0625 | 10.1201 | 11.0527 | 11.992 | 12.93 | 13.8872 | 14.8425 | 15.8015 | 16.719 | 17.6181 | 18.5456 | 19.428 | 20.2337
Prospective Residential Ctls. (CAC) | Efficient competed | Northwest, Great Basin, California, Rocky Mountains, Upper Midwest, Lower Midwest, Lakes/Mid-Atl., Texas, Southwest, Southeast, Northeast | Residential (New), Residential (Existing) | Cooling (Equip.) | 2.9702 | 8.5432 | 21.8052 | 1439.9124 | 6e-15 | 0 | -1e-15 | 5e-15 | 6e-15 | 0.63113 | 1.2494 | 1.8537 | 2.6182 | 3.3718 | 4.0967 | 4.8316 | 5.58 | 6.3437 | 7.0841 | 7.7369 | 8.3944 | 9.051 | 9.721 | 10.3898 | 11.0611 | 11.7033 | 12.3327 | 12.9819 | 13.5996 | 14.1636
Prospective Residential Ctls. (Lighting) | Baseline uncompeted | Northwest, Great Basin, California, Rocky Mountains, Upper Midwest, Lower Midwest, Lakes/Mid-Atl., Texas, Southwest, Southeast, Northeast | Residential (New), Residential (Existing) | Lighting | 999 | 0 | 0 | 0 | 8.2502 | 8.1195 | 8.0715 | 8.0861 | 8.1483 | 8.1527 | 8.1844 | 8.2259 | 8.3266 | 8.4238 | 8.4605 | 8.5384 | 8.6225 | 8.7231 | 8.8055 | 8.7325 | 8.6721 | 8.6154 | 8.5815 | 8.5739 | 8.5876 | 8.5808 | 8.564 | 8.5712 | 8.5505 | 8.5196
Prospective Residential Ctls. (Lighting) | Efficient uncompeted | Northwest, Great Basin, California, Rocky Mountains, Upper Midwest, Lower Midwest, Lakes/Mid-Atl., Texas, Southwest, Southeast, Northeast | Residential (New), Residential (Existing) | Lighting | 999 | 0 | 0 | 0 | 8.2502 | 8.1195 | 8.0715 | 8.0861 | 8.1483 | 7.9109 | 7.7341 | 7.6168 | 7.5787 | 7.5051 | 7.3835 | 7.2987 | 7.2191 | 7.1581 | 7.0954 | 6.9035 | 6.7236 | 6.5458 | 6.4043 | 6.331 | 6.2735 | 6.2216 | 6.192 | 6.1821 | 6.1521 | 6.1149
Prospective Residential Ctls. (Lighting) | Baseline competed | Northwest, Great Basin, California, Rocky Mountains, Upper Midwest, Lower Midwest, Lakes/Mid-Atl., Texas, Southwest, Southeast, Northeast | Residential (New), Residential (Existing) | Lighting | 999 | 0 | 0 | 0 | 4.2742 | 4.2309 | 4.2129 | 4.2233 | 4.2612 | 4.3288 | 4.4032 | 4.4737 | 4.5643 | 4.6473 | 4.6898 | 4.7526 | 4.8168 | 4.8891 | 4.9492 | 4.9683 | 4.9852 | 4.9924 | 5.0005 | 5.0163 | 5.041 | 5.0519 | 5.0552 | 5.071 | 5.0689 | 5.0602
Prospective Residential Ctls. (Lighting) | Efficient competed | Northwest, Great Basin, California, Rocky Mountains, Upper Midwest, Lower Midwest, Lakes/Mid-Atl., Texas, Southwest, Southeast, Northeast | Residential (New), Residential (Existing) | Lighting | 999 | 0 | 0 | 0 | 4.2742 | 4.2309 | 4.2129 | 4.2233 | 4.2612 | 4.1803 | 4.1372 | 4.1386 | 4.1592 | 4.1666 | 4.1428 | 4.1372 | 4.1325 | 4.1343 | 4.1255 | 4.0808 | 4.0257 | 3.961 | 3.8976 | 3.8406 | 3.7909 | 3.7514 | 3.7359 | 3.732 | 3.715 | 3.6934
Prospective Residential Dryer | Baseline uncompeted | Northwest, Great Basin, California, Rocky Mountains, Upper Midwest, Lower Midwest, Lakes/Mid-Atl., Texas, Southwest, Southeast, Northeast | Residential (New), Residential (Existing) | Other | 16.1819 | 5.3004 | 11.2405 | 740.2102 | 9.3355 | 9.376 | 9.4404 | 9.5332 | 9.6712 | 9.8416 | 10.0301 | 10.2112 | 10.4753 | 10.7083 | 10.8538 | 11.0657 | 11.2866 | 11.5287 | 11.7456 | 11.9641 | 12.1692 | 12.349 | 12.5203 | 12.691 | 12.8653 | 13.0003 | 13.126 | 13.2661 | 13.3692 | 13.4412
Prospective Residential Dryer | Efficient uncompeted | Northwest, Great Basin, California, Rocky Mountains, Upper Midwest, Lower Midwest, Lakes/Mid-Atl., Texas, Southwest, Southeast, Northeast | Residential (New), Residential (Existing) | Other | 16.1819 | 5.3004 | 11.2405 | 740.2102 | 9.3355 | 9.376 | 9.4404 | 9.5332 | 9.6712 | 9.4324 | 9.2072 | 8.9707 | 8.8 | 8.5953 | 8.3162 | 8.0842 | 7.8382 | 7.5581 | 7.2528 | 6.9403 | 6.6142 | 6.3102 | 6.2603 | 6.3455 | 6.4326 | 6.5001 | 6.563 | 6.6331 | 6.6846 | 6.7206
Prospective Residential Dryer | Baseline competed | Northwest, Great Basin, California, Rocky Mountains, Upper Midwest, Lower Midwest, Lakes/Mid-Atl., Texas, Southwest, Southeast, Northeast | Residential (New), Residential (Existing) | Other | 16.1819 | 5.3004 | 11.2405 | 740.2102 | -4e-15 | -2e-15 | -1e-15 | -2e-15 | 6e-15 | 7.8008e-07 | 1.532e-06 | 2.2537e-06 | 3.0072e-06 | 3.754e-06 | 4.4275e-06 | 5.1164e-06 | 5.82e-06 | 6.59e-06 | 7.3417e-06 | 8.0935e-06 | 8.8274e-06 | 9.519e-06 | 1.0176e-05 | 1.0808e-05 | 1.1423e-05 | 1.196e-05 | 1.2445e-05 | 1.291e-05 | 1.3292e-05 | 1.3582e-05
Prospective Residential Dryer | Efficient competed | Northwest, Great Basin, California, Rocky Mountains, Upper Midwest, Lower Midwest, Lakes/Mid-Atl., Texas, Southwest, Southeast, Northeast | Residential (New), Residential (Existing) | Other | 16.1819 | 5.3004 | 11.2405 | 740.2102 | -3e-15 | -3e-15 | -1e-15 | 0 | 5e-15 | 3.9004e-07 | 7.66e-07 | 1.1268e-06 | 1.5036e-06 | 1.877e-06 | 2.2137e-06 | 2.5582e-06 | 2.91e-06 | 3.295e-06 | 3.6708e-06 | 4.0467e-06 | 4.4137e-06 | 4.7595e-06 | 5.0882e-06 | 5.4041e-06 | 5.7113e-06 | 5.9801e-06 | 6.2223e-06 | 6.4552e-06 | 6.646e-06 | 6.7909e-06
Prospective Residential HPWH | Baseline uncompeted | Northwest, Great Basin, California, Rocky Mountains, Upper Midwest, Lower Midwest, Lakes/Mid-Atl., Texas, Southwest, Southeast, Northeast | Residential (New), Residential (Existing) | Water Heating | 19.1818 | 4.8383 | 8.9094 | 576.1377 | 22.662 | 22.1952 | 21.8168 | 21.5245 | 21.3436 | 21.2343 | 21.1773 | 21.1097 | 21.4403 | 21.6906 | 21.8062 | 22.0702 | 22.3753 | 22.7321 | 23.0123 | 23.3083 | 23.5514 | 23.7473 | 23.9232 | 24.1019 | 24.2824 | 24.3844 | 24.4718 | 24.577 | 24.6237 | 24.6025
Prospective Residential HPWH | Efficient uncompeted | Northwest, Great Basin, California, Rocky Mountains, Upper Midwest, Lower Midwest, Lakes/Mid-Atl., Texas, Southwest, Southeast, Northeast | Residential (New), Residential (Existing) | Water Heating | 19.1818 | 4.8383 | 8.9094 | 576.1377 | 22.662 | 22.1952 | 21.8168 | 21.5245 | 21.3436 | 19.9129 | 18.5639 | 17.234 | 16.2379 | 15.1739 | 14.0258 | 12.9748 | 11.9672 | 10.7438 | 9.4681 | 8.1851 | 6.9077 | 5.9552 | 5.9648 | 6.0093 | 6.0543 | 6.0798 | 6.1015 | 6.1278 | 6.1394 | 6.1341
Prospective Residential HPWH | Baseline competed | Northwest, Great Basin, California, Rocky Mountains, Upper Midwest, Lower Midwest, Lakes/Mid-Atl., Texas, Southwest, Southeast, Northeast | Residential (New), Residential (Existing) | Water Heating | 19.1818 | 4.8383 | 8.9094 | 576.1377 | -1.4e-14 | 7e-15 | -1e-15 | -2e-15 | -9e-15 | 4.6195e-07 | 8.6659e-07 | 1.2198e-06 | 1.2507e-06 | 1.2749e-06 | 1.2889e-06 | 1.31e-06 | 1.3295e-06 | 1.348e-06 | 1.3612e-06 | 1.3748e-06 | 1.3844e-06 | 1.3906e-06 | 1.3949e-06 | 1.3987e-06 | 1.402e-06 | 1.4e-06 | 1.3965e-06 | 1.3936e-06 | 1.3868e-06 | 1.3757e-06
Prospective Residential HPWH | Efficient competed | Northwest, Great Basin, California, Rocky Mountains, Upper Midwest, Lower Midwest, Lakes/Mid-Atl., Texas, Southwest, Southeast, Northeast | Residential (New), Residential (Existing) | Water Heating | 19.1818 | 4.8383 | 8.9094 | 576.1377 | -1.4e-14 | 8e-15 | 0 | -3e-15 | -3e-15 | 1.1518e-07 | 2.1607e-07 | 3.0414e-07 | 3.1184e-07 | 3.1788e-07 | 3.2137e-07 | 3.2663e-07 | 3.3148e-07 | 3.3609e-07 | 3.3939e-07 | 3.4277e-07 | 3.4518e-07 | 3.4672e-07 | 3.4779e-07 | 3.4874e-07 | 3.4955e-07 | 3.4905e-07 | 3.482e-07 | 3.4746e-07 | 3.4578e-07 | 3.4301e-07
Prospective Residential HPWH (FS) | Baseline uncompeted | Northwest, Great Basin, California, Rocky Mountains, Upper Midwest, Lower Midwest, Lakes/Mid-Atl., Texas, Southwest, Southeast, Northeast | Residential (New), Residential (Existing) | Water Heating | 67.7129 | 1.4762 | 1.7476 | 20.3442 | 14.7891 | 14.2378 | 13.8894 | 13.7079 | 13.8591 | 14.006 | 14.2042 | 14.3853 | 14.6317 | 14.8424 | 15.037 | 15.1617 | 15.3201 | 15.5352 | 15.5947 | 15.7574 | 15.926 | 16.0081 | 16.0556 | 16.0709 | 16.2093 | 16.6249 | 16.6573 | 16.6904 | 16.7752 | 16.8889
Prospective Residential HPWH (FS) | Efficient uncompeted | Northwest, Great Basin, California, Rocky Mountains, Upper Midwest, Lower Midwest, Lakes/Mid-Atl., Texas, Southwest, Southeast, Northeast | Residential (New), Residential (Existing) | Water Heating | 67.7129 | 1.4762 | 1.7476 | 20.3442 | 14.7891 | 14.2378 | 13.8894 | 13.7079 | 13.8591 | 13.5447 | 13.2764 | 12.9923 | 12.7604 | 12.5013 | 12.1968 | 11.8973 | 11.6488 | 11.3022 | 10.9153 | 10.5532 | 10.1946 | 9.9283 | 10.004 | 10.0898 | 10.1787 | 10.2145 | 10.233 | 10.2998 | 10.3126 | 10.3152
Prospective Residential HPWH (FS) | Baseline competed | Northwest, Great Basin, California, Rocky Mountains, Upper Midwest, Lower Midwest, Lakes/Mid-Atl., Texas, Southwest, Southeast, Northeast | Residential (New), Residential (Existing) | Water Heating | 67.7129 | 1.4762 | 1.7476 | 20.3442 | 2e-15 | -7e-15 | 6e-15 | -4e-15 | -4e-15 | 0.071548 | 0.13254 | 0.18385 | 0.19597 | 0.20669 | 0.21661 | 0.22421 | 0.23107 | 0.2374 | 0.24047 | 0.24425 | 0.24779 | 0.24935 | 0.24962 | 0.24836 | 0.24856 | 0.25407 | 0.25435 | 0.25396 | 0.25407 | 0.25463
Prospective Residential HPWH (FS) | Efficient competed | Northwest, Great Basin, California, Rocky Mountains, Upper Midwest, Lower Midwest, Lakes/Mid-Atl., Texas, Southwest, Southeast, Northeast | Residential (New), Residential (Existing) | Water Heating | 67.7129 | 1.4762 | 1.7476 | 20.3442 | 1e-15 | -7e-15 | 8e-15 | -7e-15 | -8e-15 | 0.030382 | 0.057016 | 0.080137 | 0.08839 | 0.096083 | 0.10266 | 0.10879 | 0.1141 | 0.11902 | 0.12286 | 0.12634 | 0.12949 | 0.13175 | 0.13336 | 0.1341 | 0.13502 | 0.13724 | 0.1382 | 0.13912 | 0.13956 | 0.14011
Prospective Residential Refrigeration | Baseline uncompeted | Northwest, Great Basin, California, Rocky Mountains, Upper Midwest, Lower Midwest, Lakes/Mid-Atl., Texas, Southwest, Southeast, Northeast | Residential (New), Residential (Existing) | Refrigeration | 20.7947 | 4.5262 | 9.2546 | 627.9344 | 11.9872 | 11.7535 | 11.5902 | 11.4901 | 11.4675 | 11.5035 | 11.589 | 11.6897 | 11.8871 | 12.074 | 12.1609 | 12.3143 | 12.4941 | 12.7216 | 12.9327 | 13.1567 | 13.3813 | 13.586 | 13.7837 | 13.9692 | 14.1584 | 14.3002 | 14.4101 | 14.5431 | 14.6138 | 14.6463
Prospective Residential Refrigeration | Efficient uncompeted | Northwest, Great Basin, California, Rocky Mountains, Upper Midwest, Lower Midwest, Lakes/Mid-Atl., Texas, Southwest, Southeast, Northeast | Residential (New), Residential (Existing) | Refrigeration | 20.7947 | 4.5262 | 9.2546 | 627.9344 | 11.9872 | 11.7535 | 11.5902 | 11.4901 | 11.4675 | 11.1452 | 10.8746 | 10.6195 | 10.4502 | 10.2677 | 9.9987 | 9.7833 | 9.5856 | 9.4191 | 9.2347 | 9.0628 | 8.8157 | 8.5494 | 8.2729 | 7.9843 | 7.704 | 7.5791 | 7.6373 | 7.7078 | 7.7453 | 7.7625
Prospective Residential Refrigeration | Baseline competed | Northwest, Great Basin, California, Rocky Mountains, Upper Midwest, Lower Midwest, Lakes/Mid-Atl., Texas, Southwest, Southeast, Northeast | Residential (New), Residential (Existing) | Refrigeration | 20.7947 | 4.5262 | 9.2546 | 627.9344 | -9e-15 | 2e-15 | -3e-15 | 7e-15 | 2e-15 | 0.026108 | 0.050561 | 0.073703 | 0.097127 | 0.12022 | 0.14118 | 0.16233 | 0.18363 | 0.20597 | 0.22827 | 0.25074 | 0.27645 | 0.30186 | 0.32719 | 0.3522 | 0.37732 | 0.40059 | 0.42199 | 0.44341 | 0.46163 | 0.47685
Prospective Residential Refrigeration | Efficient competed | Northwest, Great Basin, California, Rocky Mountains, Upper Midwest, Lower Midwest, Lakes/Mid-Atl., Texas, Southwest, Southeast, Northeast | Residential (New), Residential (Existing) | Refrigeration | 20.7947 | 4.5262 | 9.2546 | 627.9344 | -9e-15 | 2e-15 | -3e-15 | 9e-15 | 6e-15 | 0.013837 | 0.026797 | 0.039063 | 0.051477 | 0.063714 | 0.074823 | 0.086034 | 0.097326 | 0.10916 | 0.12098 | 0.13289 | 0.14652 | 0.15998 | 0.17341 | 0.18667 | 0.19998 | 0.21231 | 0.22366 | 0.23501 | 0.24466 | 0.25273
Ref. Case Clothes Washer | Baseline uncompeted | Northwest, Great Basin, California, Rocky Mountains, Upper Midwest, Lower Midwest, Lakes/Mid-Atl., Texas, Southwest, Southeast, Northeast | Residential (New), Residential (Existing) | Other | 999 | 0 | 999 | 999 | 1.5609 | 1.5486 | 1.5431 | 1.545 | 1.5566 | 1.5761 | 1.6007 | 1.6255 | 1.6632 | 1.6977 | 1.7152 | 1.7415 | 1.769 | 1.8012 | 1.8293 | 1.8575 | 1.8836 | 1.9051 | 1.9251 | 1.9438 | 1.9631 | 1.9758 | 1.9848 | 1.9975 | 2.0025 | 2.0023
Ref. Case Clothes Washer | Efficient uncompeted | Northwest, Great Basin, California, Rocky Mountains, Upper Midwest, Lower Midwest, Lakes/Mid-Atl., Texas, Southwest, Southeast, Northeast | Residential (New), Residential (Existing) | Other | 999 | 0 | 999 | 999 | 1.5609 | 1.5486 | 1.5431 | 1.545 | 1.5566 | 1.5761 | 1.6007 | 1.6255 | 1.6632 | 1.6977 | 1.7152 | 1.7415 | 1.769 | 1.8012 | 1.8293 | 1.8575 | 1.8836 | 1.9051 | 1.9251 | 1.9438 | 1.9631 | 1.9758 | 1.9848 | 1.9975 | 2.0025 | 2.0023
Ref. Case Clothes Washer | Baseline competed | Northwest, Great Basin, California, Rocky Mountains, Upper Midwest, Lower Midwest, Lakes/Mid-Atl., Texas, Southwest, Southeast, Northeast | Residential (New), Residential (Existing) | Other | 999 | 0 | 999 | 999 | 1.5607 | 1.5484 | 1.5429 | 1.5448 | 1.5564 | 1.5759 | 1.6005 | 1.6254 | 1.663 | 1.6975 | 1.715 | 1.7413 | 1.7688 | 1.801 | 1.8292 | 1.8573 | 1.8834 | 1.9049 | 1.9249 | 1.9436 | 1.9629 | 1.9756 | 1.9847 | 1.9974 | 2.0023 | 2.0021
Ref. Case Clothes Washer | Efficient competed | Northwest, Great Basin, California, Rocky Mountains, Upper Midwest, Lower Midwest, Lakes/Mid-Atl., Texas, Southwest, Southeast, Northeast | Residential (New), Residential (Existing) | Other | 999 | 0 | 999 | 999 | 1.5607 | 1.5484 | 1.5429 | 1.5448 | 1.5564 | 1.5759 | 1.6005 | 1.6254 | 1.663 | 1.6975 | 1.715 | 1.7413 | 1.7688 | 1.801 | 1.8292 | 1.8573 | 1.8834 | 1.9049 | 1.9249 | 1.9436 | 1.9629 | 1.9756 | 1.9847 | 1.9974 | 2.0023 | 2.0021
Ref. Case Com. Chillers | Baseline uncompeted | Northwest, Great Basin, California, Rocky Mountains, Upper Midwest, Lower Midwest, Lakes/Mid-Atl., Texas, Southwest, Southeast, Northeast | Commercial (New), Commercial (Existing) | Cooling (Equip.), Ventilation | 999 | 0 | 999 | 999 | 9.8231 | 9.6785 | 9.5842 | 9.5089 | 9.5178 | 9.5969 | 9.6909 | 9.7729 | 9.9692 | 10.1165 | 10.1773 | 10.2758 | 10.3897 | 10.5421 | 10.6418 | 10.7245 | 10.8092 | 10.8799 | 10.9628 | 11.0391 | 11.1188 | 11.1658 | 11.1938 | 11.2796 | 11.3269 | 11.3443
Ref. Case Com. Chillers | Efficient uncompeted | Northwest, Great Basin, California, Rocky Mountains, Upper Midwest, Lower Midwest, Lakes/Mid-Atl., Texas, Southwest, Southeast, Northeast | Commercial (New), Commercial (Existing) | Cooling (Equip.), Ventilation | 999 | 0 | 999 | 999 | 9.8231 | 9.6785 | 9.5842 | 9.5089 | 9.5178 | 9.5969 | 9.6909 | 9.7729 | 9.9692 | 10.1165 | 10.1773 | 10.2758 | 10.3897 | 10.5421 | 10.6418 | 10.7245 | 10.8092 | 10.8799 | 10.9628 | 11.0391 | 11.1188 | 11.1658 | 11.1938 | 11.2796 | 11.3269 | 11.3443
Ref. Case Com. Chillers | Baseline competed | Northwest, Great Basin, California, Rocky Mountains, Upper Midwest, Lower Midwest, Lakes/Mid-Atl., Texas, Southwest, Southeast, Northeast | Commercial (New), Commercial (Existing) | Cooling (Equip.), Ventilation | 999 | 0 | 999 | 999 | 9.7882 | 9.644 | 9.55 | 9.4749 | 9.4836 | 9.389 | 9.3156 | 9.2389 | 9.2769 | 9.2751 | 9.2006 | 9.1681 | 9.1547 | 9.1802 | 9.1649 | 9.2324 | 9.3016 | 9.3588 | 9.4263 | 9.4923 | 9.5721 | 9.6219 | 9.6542 | 9.736 | 9.7837 | 9.8055
Ref. Case Com. Chillers | Efficient competed | Northwest, Great Basin, California, Rocky Mountains, Upper Midwest, Lower Midwest, Lakes/Mid-Atl., Texas, Southwest, Southeast, Northeast | Commercial (New), Commercial (Existing) | Cooling (Equip.), Ventilation | 999 | 0 | 999 | 999 | 9.7882 | 9.644 | 9.55 | 9.4749 | 9.4836 | 9.389 | 9.3156 | 9.2389 | 9.2769 | 9.2751 | 9.2006 | 9.1681 | 9.1547 | 9.1802 | 9.1649 | 9.2324 | 9.3016 | 9.3588 | 9.4263 | 9.4923 | 9.5721 | 9.6219 | 9.6542 | 9.736 | 9.7837 | 9.8055
Ref. Case Com. Plug Loads | Baseline uncompeted | Northwest, Great Basin, California, Rocky Mountains, Upper Midwest, Lower Midwest, Lakes/Mid-Atl., Texas, Southwest, Southeast, Northeast | Commercial (New), Commercial (Existing) | Computers and Electronics | 999 | 0 | 999 | 999 | 21.38 | 21.1269 | 21.0108 | 20.9947 | 21.1373 | 21.4703 | 21.8368 | 22.237 | 22.8337 | 23.3766 | 23.7185 | 24.1641 | 24.5774 | 25.1326 | 25.5968 | 26.0015 | 26.4036 | 26.7457 | 27.1206 | 27.411 | 27.6839 | 27.8941 | 27.9608 | 28.1781 | 28.2043 | 28.1689
Ref. Case Com. Plug Loads | Efficient uncompeted | Northwest, Great Basin, California, Rocky Mountains, Upper Midwest, Lower Midwest, Lakes/Mid-Atl., Texas, Southwest, Southeast, Northeast | Commercial (New), Commercial (Existing) | Computers and Electronics | 999 | 0 | 999 | 999 | 21.38 | 21.1269 | 21.0108 | 20.9947 | 21.1373 | 21.4703 | 21.8368 | 22.237 | 22.8337 | 23.3766 | 23.7185 | 24.1641 | 24.5774 | 25.1326 | 25.5968 | 26.0015 | 26.4036 | 26.7457 | 27.1206 | 27.411 | 27.6839 | 27.8941 | 27.9608 | 28.1781 | 28.2043 | 28.1689
Ref. Case Com. Plug Loads | Baseline competed | Northwest, Great Basin, California, Rocky Mountains, Upper Midwest, Lower Midwest, Lakes/Mid-Atl., Texas, Southwest, Southeast, Northeast | Commercial (New), Commercial (Existing) | Computers and Electronics | 999 | 0 | 999 | 999 | 21.2945 | 21.0424 | 20.9267 | 20.9107 | 21.0527 | 21.3844 | 21.7495 | 22.1481 | 22.7423 | 23.2831 | 23.6237 | 24.0675 | 24.4791 | 25.0321 | 25.4944 | 25.8975 | 26.298 | 26.6387 | 27.0122 | 27.3014 | 27.5732 | 27.7825 | 27.8489 | 28.0654 | 28.0915 | 28.0562
Ref. Case Com. Plug Loads | Efficient competed | Northwest, Great Basin, California, Rocky Mountains, Upper Midwest, Lower Midwest, Lakes/Mid-Atl., Texas, Southwest, Southeast, Northeast | Commercial (New), Commercial (Existing) | Computers and Electronics | 999 | 0 | 999 | 999 | 21.2945 | 21.0424 | 20.9267 | 20.9107 | 21.0527 | 21.3844 | 21.7495 | 22.1481 | 22.7423 | 23.2831 | 23.6237 | 24.0675 | 24.4791 | 25.0321 | 25.4944 | 25.8975 | 26.298 | 26.6387 | 27.0122 | 27.3014 | 27.5732 | 27.7825 | 27.8489 | 28.0654 | 28.0915 | 28.0562
Ref. Case Com. Refrigeration | Baseline uncompeted | Northwest, Great Basin, California, Rocky Mountains, Upper Midwest, Lower Midwest, Lakes/Mid-Atl., Texas, Southwest, Southeast, Northeast | Commercial (New), Commercial (Existing) | Refrigeration | 999 | 0 | 999 | 999 | 18.5164 | 18.2013 | 17.9886 | 17.8342 | 17.7898 | 17.8319 | 17.9363 | 18.0473 | 18.3236 | 18.5373 | 18.5446 | 18.6849 | 18.7915 | 18.9696 | 19.0868 | 19.1556 | 19.2448 | 19.2759 | 19.3201 | 19.3374 | 19.3569 | 19.3241 | 19.2323 | 19.2233 | 19.1026 | 18.9758
Ref. Case Com. Refrigeration | Efficient uncompeted | Northwest, Great Basin, California, Rocky Mountains, Upper Midwest, Lower Midwest, Lakes/Mid-Atl., Texas, Southwest, Southeast, Northeast | Commercial (New), Commercial (Existing) | Refrigeration | 999 | 0 | 999 | 999 | 18.5164 | 18.2013 | 17.9886 | 17.8342 | 17.7898 | 17.8319 | 17.9363 | 18.0473 | 18.3236 | 18.5373 | 18.5446 | 18.6849 | 18.7915 | 18.9696 | 19.0868 | 19.1556 | 19.2448 | 19.2759 | 19.3201 | 19.3374 | 19.3569 | 19.3241 | 19.2323 | 19.2233 | 19.1026 | 18.9758
Ref. Case Com. Refrigeration | Baseline competed | Northwest, Great Basin, California, Rocky Mountains, Upper Midwest, Lower Midwest, Lakes/Mid-Atl., Texas, Southwest, Southeast, Northeast | Commercial (New), Commercial (Existing) | Refrigeration | 999 | 0 | 999 | 999 | 18.5164 | 18.2013 | 17.9886 | 17.8342 | 17.7898 | 17.8319 | 17.9363 | 18.0473 | 18.3236 | 18.5373 | 18.5446 | 18.6849 | 18.7915 | 18.9696 | 19.0868 | 19.1556 | 19.2448 | 19.2759 | 19.3201 | 19.3374 | 19.3569 | 19.3241 | 19.2323 | 19.2233 | 19.1026 | 18.9758
Ref. Case Com. Refrigeration | Efficient competed | Northwest, Great Basin, California, Rocky Mountains, Upper Midwest, Lower Midwest, Lakes/Mid-Atl., Texas, Southwest, Southeast, Northeast | Commercial (New), Commercial (Existing) | Refrigeration | 999 | 0 | 999 | 999 | 18.5164 | 18.2013 | 17.9886 | 17.8342 | 17.7898 | 17.8319 | 17.9363 | 18.0473 | 18.3236 | 18.5373 | 18.5446 | 18.6849 | 18.7915 | 18.9696 | 19.0868 | 19.1556 | 19.2448 | 19.2759 | 19.3201 | 19.3374 | 19.3569 | 19.3241 | 19.2323 | 19.2233 | 19.1026 | 18.9758
Ref. Case LED Bulbs | Baseline uncompeted | Northwest, Great Basin, California, Rocky Mountains, Upper Midwest, Lower Midwest, Lakes/Mid-Atl., Texas, Southwest, Southeast, Northeast | Residential (New), Residential (Existing) | Lighting | -3.5058 | 0 | 999 | 999 | 4.0812 | 3.9914 | 3.9603 | 3.9644 | 3.9893 | 3.9563 | 3.9414 | 3.9383 | 3.9717 | 4.0114 | 4.0278 | 4.0649 | 4.1061 | 4.1561 | 4.1984 | 4.1159 | 4.0505 | 3.9978 | 3.9677 | 3.9572 | 3.9593 | 3.9529 | 3.9431 | 3.9454 | 3.936 | 3.9216
Ref. Case LED Bulbs | Efficient uncompeted | Northwest, Great Basin, California, Rocky Mountains, Upper Midwest, Lower Midwest, Lakes/Mid-Atl., Texas, Southwest, Southeast, Northeast | Residential (New), Residential (Existing) | Lighting | -3.5058 | 0 | 999 | 999 | 4.0776 | 3.9869 | 3.9574 | 3.965 | 3.9952 | 3.9593 | 3.9516 | 3.971 | 4.042 | 4.1182 | 4.1688 | 4.2407 | 4.317 | 4.4023 | 4.46 | 4.3461 | 4.2876 | 4.2421 | 4.2203 | 4.2191 | 4.2311 | 4.234 | 4.233 | 4.2449 | 4.2441 | 4.2377
Ref. Case LED Bulbs | Baseline competed | Northwest, Great Basin, California, Rocky Mountains, Upper Midwest, Lower Midwest, Lakes/Mid-Atl., Texas, Southwest, Southeast, Northeast | Residential (New), Residential (Existing) | Lighting | -3.5058 | 0 | 999 | 999 | 1.6889 | 1.6354 | 1.6159 | 1.6165 | 1.6259 | 1.6004 | 1.5836 | 1.5725 | 1.5777 | 1.5846 | 1.583 | 1.5901 | 1.5991 | 1.6116 | 1.6214 | 1.5847 | 1.5544 | 1.5298 | 1.5145 | 1.507 | 1.5045 | 1.4991 | 1.4926 | 1.4908 | 1.4849 | 1.4773
Ref. Case LED Bulbs | Efficient competed | Northwest, Great Basin, California, Rocky Mountains, Upper Midwest, Lower Midwest, Lakes/Mid-Atl., Texas, Southwest, Southeast, Northeast | Residential (New), Residential (Existing) | Lighting | -3.5058 | 0 | 999 | 999 | 1.6874 | 1.6335 | 1.6146 | 1.6167 | 1.6282 | 1.6013 | 1.5871 | 1.5847 | 1.6043 | 1.6253 | 1.6369 | 1.6572 | 1.6795 | 1.7051 | 1.7204 | 1.671 | 1.643 | 1.6209 | 1.6085 | 1.6043 | 1.6054 | 1.6033 | 1.6 | 1.6018 | 1.599 | 1.5943
Ref. Case Res. Dishwasher | Baseline uncompeted | Northwest, Great Basin, California, Rocky Mountains, Upper Midwest, Lower Midwest, Lakes/Mid-Atl., Texas, Southwest, Southeast, Northeast | Residential (New), Residential (Existing) | Other | 999 | 0 | 999 | 999 | 1.1819 | 1.1799 | 1.1826 | 1.192 | 1.21 | 1.2352 | 1.266 | 1.2986 | 1.3427 | 1.3862 | 1.4177 | 1.4547 | 1.4935 | 1.5364 | 1.5764 | 1.6164 | 1.6555 | 1.6909 | 1.7258 | 1.7599 | 1.7943 | 1.8229 | 1.8478 | 1.8757 | 1.8965 | 1.912
Ref. Case Res. Dishwasher | Efficient uncompeted | Northwest, Great Basin, California, Rocky Mountains, Upper Midwest, Lower Midwest, Lakes/Mid-Atl., Texas, Southwest, Southeast, Northeast | Residential (New), Residential (Existing) | Other | 999 | 0 | 999 | 999 | 1.1819 | 1.1799 | 1.1826 | 1.192 | 1.21 | 1.2352 | 1.266 | 1.2986 | 1.3427 | 1.3862 | 1.4177 | 1.4547 | 1.4935 | 1.5364 | 1.5764 | 1.6164 | 1.6555 | 1.6909 | 1.7258 | 1.7599 | 1.7943 | 1.8229 | 1.8478 | 1.8757 | 1.8965 | 1.912
Ref. Case Res. Dishwasher | Baseline competed | Northwest, Great Basin, California, Rocky Mountains, Upper Midwest, Lower Midwest, Lakes/Mid-Atl., Texas, Southwest, Southeast, Northeast | Residential (New), Residential (Existing) | Other | 999 | 0 | 999 | 999 | 1.1819 | 1.1799 | 1.1826 | 1.192 | 1.21 | 1.2352 | 1.266 | 1.2986 | 1.3427 | 1.3862 | 1.4177 | 1.4547 | 1.4935 | 1.5364 | 1.5764 | 1.6164 | 1.6555 | 1.6909 | 1.7258 | 1.7599 | 1.7943 | 1.8229 | 1.8478 | 1.8756 | 1.8965 | 1.912
Ref. Case Res. Dishwasher | Efficient competed | Northwest, Great Basin, California, Rocky Mountains, Upper Midwest, Lower Midwest, Lakes/Mid-Atl., Texas, Southwest, Southeast, Northeast | Residential (New), Residential (Existing) | Other | 999 | 0 | 999 | 999 | 1.1819 | 1.1799 | 1.1826 | 1.192 | 1.21 | 1.2352 | 1.266 | 1.2986 | 1.3427 | 1.3862 | 1.4177 | 1.4547 | 1.4935 | 1.5364 | 1.5764 | 1.6164 | 1.6555 | 1.6909 | 1.7258 | 1.7599 | 1.7943 | 1.8229 | 1.8478 | 1.8756 | 1.8965 | 1.912
Ref. Case Res. Oil WH | Baseline uncompeted | Northwest, Great Basin, California, Rocky Mountains, Upper Midwest, Lower Midwest, Lakes/Mid-Atl., Texas, Southwest, Southeast, Northeast | Residential (New), Residential (Existing) | Water Heating | -21.4148 | 999 | 647.8166 | 8737.747 | 1.092 | 1.0455 | 1.0043 | 0.97362 | 0.95988 | 0.94839 | 0.94038 | 0.92858 | 0.91695 | 0.90305 | 0.89241 | 0.87718 | 0.86497 | 0.85199 | 0.838 | 0.82463 | 0.81454 | 0.80075 | 0.79067 | 0.77605 | 0.76561 | 0.75948 | 0.74919 | 0.7396 | 0.73102 | 0.72123
Ref. Case Res. Oil WH | Efficient uncompeted | Northwest, Great Basin, California, Rocky Mountains, Upper Midwest, Lower Midwest, Lakes/Mid-Atl., Texas, Southwest, Southeast, Northeast | Residential (New), Residential (Existing) | Water Heating | -21.4148 | 999 | 647.8166 | 8737.747 | 1.0906 | 1.0427 | 1.0003 | 0.96845 | 0.9535 | 0.94083 | 0.93162 | 0.91868 | 0.90593 | 0.89095 | 0.87925 | 0.86363 | 0.85145 | 0.83868 | 0.8249 | 0.81174 | 0.80181 | 0.78823 | 0.77831 | 0.76392 | 0.75364 | 0.74762 | 0.73748 | 0.72804 | 0.7196 | 0.70996
Ref. Case Res. Oil WH | Baseline competed | Northwest, Great Basin, California, Rocky Mountains, Upper Midwest, Lower Midwest, Lakes/Mid-Atl., Texas, Southwest, Southeast, Northeast | Residential (New), Residential (Existing) | Water Heating | -21.4148 | 999 | 647.8166 | 8737.747 | 0 | 0 | 0 | 0 | 0 | 0 | 0 | 0 | 0 | 0 | 0 | 0 | 0 | 0 | 0 | 0 | 0 | 0 | 0 | 0 | -1e-15 | 0 | 0 | 0 | 0 | 0
Ref. Case Res. Oil WH | Efficient competed | Northwest, Great Basin, California, Rocky Mountains, Upper Midwest, Lower Midwest, Lakes/Mid-Atl., Texas, Southwest, Southeast, Northeast | Residential (New), Residential (Existing) | Water Heating | -21.4148 | 999 | 647.8166 | 8737.747 | -1e-15 | 0 | 0 | 0 | 0 | 0 | 0 | 0 | 0 | 0 | 0 | 0 | 0 | 0 | 0 | 0 | 0 | 0 | 0 | 0 | 0 | 0 | 0 | 0 | 0 | 0
Ref. Case Res. Pool Pump | Baseline uncompeted | Northwest, Great Basin, California, Rocky Mountains, Upper Midwest, Lower Midwest, Lakes/Mid-Atl., Texas, Southwest, Southeast, Northeast | Residential (New), Residential (Existing) | Other | 999 | 0 | 999 | 999 | 3.5769 | 3.5676 | 3.5779 | 3.6049 | 3.6591 | 3.736 | 3.833 | 3.9367 | 4.0839 | 4.2293 | 4.3432 | 4.4956 | 4.6594 | 4.8424 | 5.0157 | 5.1973 | 5.3833 | 5.5669 | 5.754 | 5.9383 | 6.1283 | 6.3025 | 6.4714 | 6.6479 | 6.8023 | 6.9434
Ref. Case Res. Pool Pump | Efficient uncompeted | Northwest, Great Basin, California, Rocky Mountains, Upper Midwest, Lower Midwest, Lakes/Mid-Atl., Texas, Southwest, Southeast, Northeast | Residential (New), Residential (Existing) | Other | 999 | 0 | 999 | 999 | 3.5769 | 3.5676 | 3.5779 | 3.6049 | 3.6591 | 3.736 | 3.833 | 3.9367 | 4.0839 | 4.2293 | 4.3432 | 4.4956 | 4.6594 | 4.8424 | 5.0157 | 5.1973 | 5.3833 | 5.5669 | 5.754 | 5.9383 | 6.1283 | 6.3025 | 6.4714 | 6.6479 | 6.8023 | 6.9434
Ref. Case Res. Pool Pump | Baseline competed | Northwest, Great Basin, California, Rocky Mountains, Upper Midwest, Lower Midwest, Lakes/Mid-Atl., Texas, Southwest, Southeast, Northeast | Residential (New), Residential (Existing) | Other | 999 | 0 | 999 | 999 | 0.11792 | 0.12201 | 0.13223 | 0.14908 | 0.17184 | 0.16557 | 0.16105 | 0.15742 | 0.15574 | 0.15375 | 0.14836 | 0.14447 | 0.14113 | 0.13826 | 0.13506 | 0.13217 | 0.12947 | 0.12698 | 0.12476 | 0.12278 | 0.12059 | 0.11825 | 0.11619 | 0.11438 | 0.11273 | 0.11072
Ref. Case Res. Pool Pump | Efficient competed | Northwest, Great Basin, California, Rocky Mountains, Upper Midwest, Lower Midwest, Lakes/Mid-Atl., Texas, Southwest, Southeast, Northeast | Residential (New), Residential (Existing) | Other | 999 | 0 | 999 | 999 | 0.11792 | 0.12201 | 0.13223 | 0.14908 | 0.17184 | 0.16557 | 0.16105 | 0.15742 | 0.15574 | 0.15375 | 0.14836 | 0.14447 | 0.14113 | 0.13826 | 0.13506 | 0.13217 | 0.12947 | 0.12698 | 0.12476 | 0.12278 | 0.12059 | 0.11825 | 0.11619 | 0.11438 | 0.11273 | 0.11072
Res. Cooking (FS) | Baseline uncompeted | Northwest, Great Basin, California, Rocky Mountains, Upper Midwest, Lower Midwest, Lakes/Mid-Atl., Texas, Southwest, Southeast, Northeast | Residential (New), Residential (Existing) | Cooking | -9.3568 | 46.09 | 39.4385 | 446.2676 | 1.253 | 1.193 | 1.1535 | 1.1291 | 1.1382 | 1.1472 | 1.1634 | 1.1797 | 1.2031 | 1.2243 | 1.245 | 1.2603 | 1.2798 | 1.3058 | 1.3175 | 1.3393 | 1.362 | 1.3769 | 1.3878 | 1.3955 | 1.4153 | 1.4653 | 1.4768 | 1.486 | 1.4995 | 1.5164
Res. Cooking (FS) | Efficient uncompeted | Northwest, Great Basin, California, Rocky Mountains, Upper Midwest, Lower Midwest, Lakes/Mid-Atl., Texas, Southwest, Southeast, Northeast | Residential (New), Residential (Existing) | Cooking | -9.3568 | 46.09 | 39.4385 | 446.2676 | 1.2136 | 1.1242 | 1.0608 | 1.0153 | 0.99512 | 0.97628 | 0.96263 | 0.95059 | 0.94286 | 0.93421 | 0.91969 | 0.90771 | 0.91092 | 0.92665 | 0.9426 | 0.95739 | 0.97233 | 0.9857 | 0.99868 | 1.0099 | 1.0216 | 1.0305 | 1.0369 | 1.0465 | 1.05 | 1.052
Res. Cooking (FS) | Baseline competed | Northwest, Great Basin, California, Rocky Mountains, Upper Midwest, Lower Midwest, Lakes/Mid-Atl., Texas, Southwest, Southeast, Northeast | Residential (New), Residential (Existing) | Cooking | -9.3568 | 46.09 | 39.4385 | 446.2676 | 1.253 | 1.193 | 1.1535 | 1.1291 | 1.1382 | 1.1472 | 1.1634 | 1.1797 | 1.2031 | 1.2243 | 1.245 | 1.2603 | 1.2798 | 1.3058 | 1.3175 | 1.3393 | 1.362 | 1.3769 | 1.3878 | 1.3955 | 1.4153 | 1.4653 | 1.4768 | 1.486 | 1.4995 | 1.5164
Res. Cooking (FS) | Efficient competed | Northwest, Great Basin, California, Rocky Mountains, Upper Midwest, Lower Midwest, Lakes/Mid-Atl., Texas, Southwest, Southeast, Northeast | Residential (New), Residential (Existing) | Cooking | -9.3568 | 46.09 | 39.4385 | 446.2676 | 1.2136 | 1.1242 | 1.0608 | 1.0153 | 0.99512 | 0.97628 | 0.96263 | 0.95059 | 0.94286 | 0.93421 | 0.91969 | 0.90771 | 0.91092 | 0.92665 | 0.9426 | 0.95739 | 0.97233 | 0.9857 | 0.99868 | 1.0099 | 1.0216 | 1.0305 | 1.0369 | 1.0465 | 1.05 | 1.052