## Total Energy
ECM Name | Results Scenario | Climate Zones | Building Classes | End Uses | IRR (%),2050 | Payback (years),2050 | CCE ($/MMBtu saved),2050 | CCC ($/tCO2 avoided),2050 | 2025 (TWh) | 2026 (TWh) | 2027 (TWh) | 2028 (TWh) | 2029 (TWh) | 2030 (TWh) | 2031 (TWh) | 2032 (TWh) | 2033 (TWh) | 2034 (TWh) | 2035 (TWh) | 2036 (TWh) | 2037 (TWh) | 2038 (TWh) | 2039 (TWh) | 2040 (TWh) | 2041 (TWh) | 2042 (TWh) | 2043 (TWh) | 2044 (TWh) | 2045 (TWh) | 2046 (TWh) | 2047 (TWh) | 2048 (TWh) | 2049 (TWh) | 2050 (TWh)
All ECMs | Baseline competed | [7 empty] | 6648.6707 | 6656.6063 | 6655.2359 | 6647.6105 | 6638.2877 | 6915.8069 | 6923.5982 | 6946.7326 | 6957.093 | 6979.1994 | 6999.8304 | 7037.8361 | 7049.7009 | 7048.8662 | 7046.5189 | 7055.9304 | 7071.522 | 7101.8537 | 7131.1181 | 7165.9499 | 7205.3058 | 7233.1778 | 7269.2889 | 7309.6409 | 7346.3734 | 7388.4015
All ECMs | Efficient competed | [7 empty] | 4304.9716 | 4327.0424 | 4342.902 | 4355.8044 | 4368.1327 | 3914.6365 | 3935.7392 | 3967.3787 | 4008.1564 | 4039.2923 | 4068.3255 | 4098.5219 | 4118.0662 | 4128.4247 | 4138.7107 | 3882.0034 | 3910.2629 | 3949.2358 | 3989.9008 | 4034.6485 | 4079.3863 | 4093.379 | 4141.6639 | 4188.9057 | 4241.6166 | 4302.7385
All ECMs | Baseline competed - efficient competed | All | All | All |  |  |  |  | 2343.6991 | 2329.5638 | 2312.3338 | 2291.8061 | 2270.155 | 3001.1704 | 2987.859 | 2979.3539 | 2948.9366 | 2939.9072 | 2931.505 | 2939.3142 | 2931.6347 | 2920.4415 | 2907.8082 | 3173.927 | 3161.2591 | 3152.6178 | 3141.2174 | 3131.3015 | 3125.9195 | 3139.7988 | 3127.625 | 3120.7351 | 3104.7568 | 3085.663
All ECMs | Baseline competed - efficient competed | Northwest | All | All |  |  |  |  | 115.6685 | 115.1455 | 113.8983 | 112.251 | 110.6461 | 122.3748 | 120.674 | 119.1609 | 117.7585 | 116.5184 | 115.2897 | 114.1831 | 113.0968 | 111.9658 | 110.8089 | 123.6398 | 122.2911 | 121.0095 | 119.5159 | 118.0121 | 116.6912 | 115.6745 | 113.9035 | 112.4466 | 110.8078 | 108.9986
All ECMs | Baseline competed - efficient competed | Great Basin | All | All |  |  |  |  | 53.3618 | 53.2433 | 53.0068 | 52.6821 | 52.38 | 65.8247 | 65.7889 | 65.8517 | 65.0918 | 65.1375 | 65.1944 | 65.3079 | 65.3719 | 65.3778 | 65.3265 | 73.5592 | 73.4664 | 73.458 | 73.3911 | 73.3756 | 73.4786 | 74.2045 | 74.0168 | 73.9776 | 73.5947 | 73.0022
All ECMs | Baseline competed - efficient competed | California | All | All |  |  |  |  | 139.7979 | 139.5376 | 138.998 | 138.2082 | 137.2876 | 188.9385 | 187.9722 | 187.1235 | 186.8408 | 186.0582 | 185.1965 | 186.3337 | 185.7723 | 185.0696 | 184.3086 | 205.8462 | 204.9732 | 204.1438 | 203.0277 | 201.8714 | 201.0303 | 200.1184 | 198.1542 | 196.7832 | 195.4264 | 194.2416
All ECMs | Baseline competed - efficient competed | Rocky Mountains | All | All |  |  |  |  | 47.1454 | 46.9902 | 46.7392 | 46.4139 | 46.1169 | 52.1694 | 51.9888 | 51.8665 | 51.8646 | 51.7682 | 51.7059 | 51.6671 | 51.6071 | 51.5095 | 51.363 | 58.8779 | 58.6938 | 58.5616 | 58.3849 | 58.2441 | 58.1987 | 58.6042 | 58.3387 | 58.1575 | 57.6907 | 57.0149
All ECMs | Baseline competed - efficient competed | Upper Midwest | All | All |  |  |  |  | 284.6111 | 283.2909 | 281.5041 | 279.1127 | 276.5447 | 312.3961 | 310.5953 | 309.0252 | 307.8171 | 306.121 | 304.3823 | 303.3508 | 301.6787 | 299.8425 | 297.6012 | 334.3897 | 331.801 | 329.7946 | 327.6812 | 325.6603 | 324.1074 | 325.4086 | 322.915 | 320.8886 | 317.6124 | 313.2919
All ECMs | Baseline competed - efficient competed | Lower Midwest | All | All |  |  |  |  | 106.6444 | 106.2949 | 105.9028 | 105.3737 | 104.7481 | 142.0135 | 141.8089 | 142.0161 | 142.0519 | 142.0521 | 142.0023 | 142.9301 | 143.0092 | 142.9697 | 142.793 | 155.5677 | 155.2341 | 155.0786 | 154.8255 | 154.6476 | 154.8524 | 155.8075 | 155.741 | 155.8451 | 155.267 | 154.461
All ECMs | Baseline competed - efficient competed | Lakes/Mid-Atl. | All | All |  |  |  |  | 601.8966 | 598.0358 | 593.2498 | 587.5617 | 581.2694 | 673.9638 | 668.7474 | 664.0192 | 653.601 | 649.2868 | 645.0133 | 641.1784 | 637.1771 | 632.7787 | 627.7212 | 694.6664 | 689.3868 | 684.9439 | 679.9707 | 675.2778 | 671.4203 | 674.6998 | 669.3063 | 664.8797 | 658.1481 | 649.6348
All ECMs | Baseline competed - efficient competed | Texas | All | All |  |  |  |  | 142.7225 | 142.6679 | 142.6313 | 142.4749 | 142.1083 | 236.8951 | 236.9417 | 238.1835 | 234.6524 | 235.3939 | 236.0375 | 239.4684 | 240.4664 | 241.2977 | 242.1474 | 256.361 | 256.4023 | 256.4774 | 256.1334 | 255.9197 | 256.8439 | 258.7239 | 259.7727 | 261.3705 | 261.9339 | 263.2638
All ECMs | Baseline competed - efficient competed | Southwest | All | All |  |  |  |  | 40.7841 | 40.6743 | 40.4902 | 40.2527 | 40.024 | 76.1819 | 76.7184 | 77.4508 | 75.8233 | 76.4826 | 77.0929 | 78.3521 | 78.9135 | 79.3014 | 79.6716 | 86.3784 | 86.8021 | 87.3577 | 87.9002 | 88.5512 | 89.2929 | 90.2049 | 90.6762 | 91.4153 | 91.8469 | 92.2465
All ECMs | Baseline competed - efficient competed | Southeast | All | All |  |  |  |  | 512.3781 | 508.2376 | 503.8833 | 499.0055 | 494.2805 | 815.833 | 815.1651 | 816.2074 | 809.3642 | 809.043 | 809.4067 | 818.1936 | 817.9093 | 815.5081 | 813.3858 | 856.6728 | 856.7023 | 858.447 | 859.6136 | 861.296 | 863.4628 | 867.1182 | 868.338 | 870.8273 | 871.6946 | 873.7992
All ECMs | Baseline competed - efficient competed | Northeast | All | All |  |  |  |  | 298.6888 | 295.4458 | 292.0301 | 288.4698 | 284.7495 | 314.5797 | 311.4582 | 308.4492 | 304.071 | 302.0454 | 300.1834 | 298.349 | 296.6323 | 294.8205 | 292.6809 | 327.968 | 325.5058 | 323.3457 | 320.773 | 318.4458 | 316.541 | 319.2343 | 316.4625 | 314.1437 | 310.7343 | 305.7084
All ECMs | Baseline competed - efficient competed | All | Residential (New) | All |  |  |  |  | 15.1516 | 29.775 | 43.9691 | 57.7243 | 71.0181 | 126.3837 | 145.2574 | 164.09 | 182.1354 | 199.75 | 216.9104 | 234.2659 | 251.0908 | 267.2368 | 283.135 | 340.8576 | 355.4105 | 370.4233 | 383.1532 | 395.0983 | 408.6303 | 417.7601 | 425.9715 | 436.8539 | 440.919 | 443.1649
All ECMs | Baseline competed - efficient competed | All | Residential (Existing) | All |  |  |  |  | 1834.152 | 1804.3589 | 1773.3237 | 1740.4255 | 1708.0822 | 2094.2199 | 2064.7389 | 2039.5399 | 1995.244 | 1973.0979 | 1951.6491 | 1932.6828 | 1913.097 | 1891.9074 | 1869.9757 | 2108.3886 | 2085.9393 | 2066.2129 | 2046.0632 | 2027.1895 | 2011.1336 | 1994.6402 | 1976.5634 | 1960.8734 | 1942.7137 | 1925.4154
All ECMs | Baseline competed - efficient competed | All | Commercial (New) | All |  |  |  |  | 9.1653 | 17.8975 | 26.3225 | 34.9501 | 43.722 | 91.6417 | 107.0116 | 121.9953 | 135.9052 | 149.0295 | 161.5453 | 176.9385 | 188.348 | 198.9197 | 208.8656 | 211.7144 | 221.1403 | 230.5999 | 239.8455 | 249.2958 | 258.7193 | 278.6889 | 288.5329 | 298.3935 | 308.2792 | 317.1858
All ECMs | Baseline competed - efficient competed | All | Commercial (Existing) | All |  |  |  |  | 485.2302 | 477.5324 | 468.7185 | 458.7062 | 447.3328 | 688.9251 | 670.8511 | 653.7288 | 635.652 | 618.0298 | 601.4 | 595.4271 | 579.0989 | 562.3776 | 545.8318 | 512.9664 | 498.769 | 485.3817 | 472.1554 | 459.7178 | 447.4363 | 448.7096 | 436.5572 | 424.6143 | 412.8449 | 399.8969
All ECMs | Baseline competed - efficient competed | All | All | Heating (Equip.) |  |  |  |  | 1616.0173 | 1605.0666 | 1591.1042 | 1574.3597 | 1555.4883 | 1611.575 | 1593.1702 | 1575.4939 | 1560.7332 | 1542.9543 | 1524.7798 | 1507.507 | 1490.0496 | 1471.5543 | 1452.8041 | 1696.8065 | 1673.6596 | 1652.9283 | 1629.8581 | 1606.7296 | 1586.0187 | 1584.0727 | 1556.3097 | 1532.904 | 1501.2849 | 1467.4573
All ECMs | Baseline competed - efficient competed | All | All | Cooling (Equip.) |  |  |  |  | 68.0995 | 68.127 | 68.1605 | 68.1139 | 68.0724 | 657.2941 | 664.6027 | 674.8469 | 646.312 | 654.817 | 662.3042 | 685.45 | 693.7847 | 700.3176 | 707.2166 | 730.0661 | 738.2717 | 747.4776 | 756.2687 | 766.1133 | 776.9027 | 786.0832 | 796.9093 | 808.8058 | 818.7895 | 829.4173
All ECMs | Baseline competed - efficient competed | All | All | Heating (Env.) |  |  |  |  | 0 | 0 | 0 | 0 | 0 | 0 | 0 | 0 | 0 | 0 | 0 | 0 | 0 | 0 | 0 | 0 | 0 | 0 | 0 | 0 | 0 | 0 | 0 | 0 | 0 | 0
All ECMs | Baseline competed - efficient competed | All | All | Cooling (Env.) |  |  |  |  | 0 | 0 | 0 | 0 | 0 | 0 | 0 | 0 | 0 | 0 | 0 | 0 | 0 | 0 | 0 | 0 | 0 | 0 | 0 | 0 | 0 | 0 | 0 | 0 | 0 | 0
All ECMs | Baseline competed - efficient competed | All | All | Ventilation |  |  |  |  | 0.0097446 | 0.0095148 | 0.0092635 | 0.0090012 | 0.0087466 | 5.1303 | 5.028 | 4.9402 | 4.8331 | 4.7389 | 4.6391 | 4.548 | 4.4442 | 4.3303 | 4.2172 | 1.5884 | 1.5539 | 1.5273 | 1.4982 | 1.4712 | 1.4443 | 1.4171 | 1.3928 | 1.3697 | 1.3469 | 1.3267
All ECMs | Baseline competed - efficient competed | All | All | Lighting |  |  |  |  | 147.6311 | 147.3471 | 146.6005 | 145.6903 | 145.1578 | 162.0495 | 161.5013 | 161.6622 | 161.0724 | 161.0019 | 160.802 | 160.5718 | 159.5935 | 157.9876 | 156.0036 | 155.4003 | 154.8433 | 154.9224 | 154.9949 | 155.4019 | 156.1593 | 156.6836 | 157.5974 | 158.5656 | 159.4533 | 152.6304
All ECMs | Baseline competed - efficient competed | All | All | Water Heating |  |  |  |  | 470.6475 | 468.7628 | 467.0331 | 464.8787 | 463.2964 | 511.798 | 511.3176 | 511.343 | 525.5565 | 526.7509 | 529.7549 | 532.2578 | 534.6212 | 536.5539 | 537.2089 | 539.0343 | 541.2256 | 543.5561 | 545.744 | 548.1318 | 551.2932 | 556.3634 | 559.2828 | 562.0414 | 565.8892 | 575.9293
All ECMs | Baseline competed - efficient competed | All | All | Refrigeration |  |  |  |  | 13.6749 | 13.5211 | 13.3767 | 13.2399 | 13.136 | 27.4519 | 27.1947 | 27.0977 | 27.0722 | 27.1586 | 27.1374 | 27.2202 | 27.2988 | 27.4063 | 27.5137 | 27.7156 | 27.9858 | 28.3268 | 28.6408 | 28.9604 | 29.3113 | 29.5266 | 29.7257 | 29.966 | 30.092 | 30.1847
All ECMs | Baseline competed - efficient competed | All | All | Cooking |  |  |  |  | -22.7087 | -22.6966 | -22.3471 | -21.7331 | -21.1673 | -20.8626 | -21.1517 | -21.8806 | -22.0642 | -22.6841 | -22.9653 | -23.2074 | -22.9994 | -22.3846 | -21.7253 | -21.3105 | -21.0879 | -21.2843 | -21.3231 | -21.4811 | -21.7162 | -21.3238 | -21.1451 | -21.0969 | -20.9091 | -20.812
All ECMs | Baseline competed - efficient competed | All | All | Computers and Electronics |  |  |  |  | 23.995 | 23.0081 | 21.9636 | 20.8702 | 19.7826 | 18.7345 | 17.7623 | 16.8604 | 15.9241 | 15.0602 | 14.2275 | 13.4408 | 12.66 | 11.897 | 11.1789 | 10.5322 | 9.9457 | 9.4294 | 8.9423 | 8.4989 | 8.1001 | 7.7359 | 7.423 | 7.1481 | 6.9007 | 6.6773
All ECMs | Baseline competed - efficient competed | All | All | Other |  |  |  |  | 26.3329 | 26.4183 | 26.4331 | 26.3775 | 26.38 | 27.9997 | 28.434 | 28.9902 | 29.4974 | 30.1095 | 30.8253 | 31.5259 | 32.1821 | 32.7789 | 33.3905 | 34.094 | 34.8615 | 35.7343 | 36.5935 | 37.4754 | 38.4062 | 39.2402 | 40.1294 | 41.0313 | 41.9094 | 42.852
90.1 Com. N-Elec. Env. | Baseline uncompeted | Northwest, Great Basin, California, Rocky Mountains, Upper Midwest, Lower Midwest, Lakes/Mid-Atl., Texas, Southwest, Southeast, Northeast | Commercial (New), Commercial (Existing) | Heating (Equip.) | 4.9333 | 12.533 | 14.2908 | 261.7143 | 563.8189 | 571.6377 | 576.4802 | 579.4587 | 579.7372 | 578.8036 | 577.6393 | 575.9673 | 573.2115 | 569.9905 | 566.4267 | 563.0065 | 559.3139 | 554.7538 | 550.4241 | 545.8954 | 541.2879 | 536.8931 | 533.0002 | 529.6294 | 525.7106 | 521.0376 | 516.8619 | 513.2604 | 509.5946 | 505.453
90.1 Com. N-Elec. Env. | Efficient uncompeted | Northwest, Great Basin, California, Rocky Mountains, Upper Midwest, Lower Midwest, Lakes/Mid-Atl., Texas, Southwest, Southeast, Northeast | Commercial (New), Commercial (Existing) | Heating (Equip.) | 4.9333 | 12.533 | 14.2908 | 261.7143 | 294.9498 | 303.9075 | 311.2108 | 317.7032 | 322.8363 | 327.3394 | 331.6908 | 335.5846 | 338.5925 | 341.071 | 343.0993 | 344.9976 | 346.5399 | 347.37 | 348.1836 | 348.7353 | 349.1163 | 349.5384 | 350.2111 | 351.169 | 351.7151 | 351.7338 | 352.0145 | 352.6195 | 353.121 | 353.2426
90.1 Com. N-Elec. Env. | Baseline competed | Northwest, Great Basin, California, Rocky Mountains, Upper Midwest, Lower Midwest, Lakes/Mid-Atl., Texas, Southwest, Southeast, Northeast | Commercial (New), Commercial (Existing) | Heating (Equip.) | 4.9333 | 12.533 | 14.2908 | 261.7143 | 2.9307e-13 | -1.1723e-12 | -5.8614e-13 | 5.8614e-13 | -5.8614e-13 | -2.9307e-13 | 5.8614e-13 | 0 | -1.7584e-12 | 5.8614e-13 | 1.7584e-12 | -1.7584e-12 | 2.9307e-13 | 1.4654e-12 | 1.1723e-12 | 0 | -2.9307e-13 | 1.1723e-12 | -1.1723e-12 | 1.4654e-12 | 2.9307e-13 | 2.9307e-13 | 0 | 5.8614e-13 | -5.8614e-13 | 5.8614e-13
90.1 Com. N-Elec. Env. | Efficient competed | Northwest, Great Basin, California, Rocky Mountains, Upper Midwest, Lower Midwest, Lakes/Mid-Atl., Texas, Southwest, Southeast, Northeast | Commercial (New), Commercial (Existing) | Heating (Equip.) | 4.9333 | 12.533 | 14.2908 | 261.7143 | 2.9307e-13 | -2.9307e-13 | 8.7921e-13 | -5.8614e-13 | 0 | 2.9307e-13 | 5.8614e-13 | -8.7921e-13 | -2.9307e-13 | 0 | 8.7921e-13 | -2.9307e-13 | 2.9307e-13 | -5.8614e-13 | 0 | 8.7921e-13 | 0 | 2.9307e-13 | 0 | -2.9307e-13 | 2.9307e-13 | 2.9307e-13 | 0 | 5.8614e-13 | -2.9307e-13 | -5.8614e-13
Best Com. ASHP, Env., PC (EE+DF-FS) | Baseline uncompeted | California, Upper Midwest, Lower Midwest, Texas, Southwest, Southeast | Commercial (New), Commercial (Existing) | Heating (Equip.), Cooling (Equip.), Ventilation | -4.2368 | 34.983 | 41.4631 | 657.678 | 357.6391 | 357.1792 | 355.4441 | 352.9543 | 350.1412 | 347.0431 | 344.8528 | 343.2868 | 340.4111 | 337.9974 | 335.4044 | 332.9362 | 329.9945 | 326.441 | 323.0541 | 319.9452 | 317.2256 | 315.0793 | 312.9148 | 310.9868 | 309.2565 | 306.9795 | 305.2151 | 303.7022 | 302.1088 | 300.7671
Best Com. ASHP, Env., PC (EE+DF-FS) | Efficient uncompeted | California, Upper Midwest, Lower Midwest, Texas, Southwest, Southeast | Commercial (New), Commercial (Existing) | Heating (Equip.), Cooling (Equip.), Ventilation | -4.2368 | 34.983 | 41.4631 | 657.678 | 252.834 | 251.3675 | 249.0449 | 246.2179 | 243.3483 | 240.449 | 238.5653 | 237.4207 | 235.117 | 233.4089 | 231.474 | 229.6098 | 227.2052 | 224.2443 | 221.3888 | 218.9068 | 216.834 | 215.3658 | 213.7793 | 212.3924 | 211.231 | 209.6303 | 208.4391 | 207.4085 | 206.2371 | 205.3326
Best Com. ASHP, Env., PC (EE+DF-FS) | Baseline competed | California, Upper Midwest, Lower Midwest, Texas, Southwest, Southeast | Commercial (New), Commercial (Existing) | Heating (Equip.), Cooling (Equip.), Ventilation | -4.2368 | 34.983 | 41.4631 | 657.678 | -2.9307e-13 | -5.8614e-13 | -2.9307e-13 | 2.9307e-13 | -5.8614e-13 | 0 | -8.7921e-13 | 8.7921e-13 | -2.9307e-13 | -5.8614e-13 | -5.8614e-13 | -5.8614e-13 | -5.8614e-13 | 0 | 0 | 0 | -2.9307e-13 | 2.9307e-13 | -8.7921e-13 | -5.8614e-13 | 2.9307e-13 | -2.9307e-13 | 0 | -5.8614e-13 | 5.8614e-13 | 2.9307e-13
Best Com. ASHP, Env., PC (EE+DF-FS) | Efficient competed | California, Upper Midwest, Lower Midwest, Texas, Southwest, Southeast | Commercial (New), Commercial (Existing) | Heating (Equip.), Cooling (Equip.), Ventilation | -4.2368 | 34.983 | 41.4631 | 657.678 | -2.9307e-13 | 5.8614e-13 | 0 | -2.9307e-13 | -2.9307e-13 | 2.9307e-13 | 0 | 5.8614e-13 | 2.9307e-13 | -2.9307e-13 | 2.9307e-13 | -2.9307e-13 | 5.8614e-13 | -2.9307e-13 | 2.9307e-13 | 0 | 0 | -5.8614e-13 | -2.9307e-13 | 2.9307e-13 | -8.7921e-13 | -5.8614e-13 | 0 | -2.9307e-13 | 0 | -2.9307e-13
Best Com. ASHP, Env., PC (EE+DF-FS) CC | Baseline uncompeted | Northwest, Great Basin, Rocky Mountains, Upper Midwest, Lakes/Mid-Atl., Northeast | Commercial (New), Commercial (Existing) | Heating (Equip.), Cooling (Equip.), Ventilation | -8.9159 | 68.4997 | 68.4741 | 892.4258 | 372.2388 | 374.4565 | 375.2322 | 375.0425 | 373.5106 | 371.4756 | 369.8013 | 368.1556 | 365.6275 | 363.1459 | 360.4087 | 357.7402 | 354.6748 | 350.9275 | 347.1841 | 343.6374 | 340.3111 | 337.4652 | 334.8434 | 332.6634 | 330.3171 | 327.6537 | 325.3501 | 323.3523 | 321.2572 | 319.0476
Best Com. ASHP, Env., PC (EE+DF-FS) CC | Efficient uncompeted | Northwest, Great Basin, Rocky Mountains, Upper Midwest, Lakes/Mid-Atl., Northeast | Commercial (New), Commercial (Existing) | Heating (Equip.), Cooling (Equip.), Ventilation | -8.9159 | 68.4997 | 68.4741 | 892.4258 | 246.1263 | 245.8064 | 244.5286 | 242.5494 | 240.0479 | 237.6111 | 236.0968 | 235.1067 | 233.1235 | 231.662 | 229.7768 | 227.9072 | 225.4189 | 222.221 | 218.9674 | 216.1384 | 213.6705 | 211.8976 | 210.1022 | 208.6567 | 207.2579 | 205.3072 | 203.7091 | 202.3266 | 200.7916 | 199.3315
Best Com. ASHP, Env., PC (EE+DF-FS) CC | Baseline competed | Northwest, Great Basin, Rocky Mountains, Upper Midwest, Lakes/Mid-Atl., Northeast | Commercial (New), Commercial (Existing) | Heating (Equip.), Cooling (Equip.), Ventilation | -8.9159 | 68.4997 | 68.4741 | 892.4258 | 1.1723e-12 | 2.9307e-13 | 1.1723e-12 | -5.8614e-13 | -2.9307e-13 | 2.9307e-13 | 0 | 5.8614e-13 | -2.9307e-13 | 1.1723e-12 | 5.8614e-13 | -1.4654e-12 | 1.1723e-12 | 8.7921e-13 | 0 | 0 | -2.9307e-13 | 2.9307e-13 | 0 | 8.7921e-13 | -8.7921e-13 | -2.9307e-13 | -2.9307e-13 | 5.8614e-13 | -2.9307e-13 | 2.9307e-13
Best Com. ASHP, Env., PC (EE+DF-FS) CC | Efficient competed | Northwest, Great Basin, Rocky Mountains, Upper Midwest, Lakes/Mid-Atl., Northeast | Commercial (New), Commercial (Existing) | Heating (Equip.), Cooling (Equip.), Ventilation | -8.9159 | 68.4997 | 68.4741 | 892.4258 | 2.9307e-13 | -2.9307e-13 | 2.9307e-13 | 2.9307e-13 | 0 | 0 | -2.9307e-13 | -8.7921e-13 | 5.8614e-13 | -5.8614e-13 | 2.9307e-13 | 5.8614e-13 | -2.9307e-13 | 2.9307e-13 | 2.9307e-13 | -2.9307e-13 | 5.8614e-13 | 0 | 0 | 2.9307e-13 | 0 | 0 | 0 | 0 | 0 | 0
Best Com. ASHP, Env., PC (EE+DF-LFL) | Baseline uncompeted | California, Upper Midwest, Lower Midwest, Texas, Southwest, Southeast | Commercial (New), Commercial (Existing) | Heating (Equip.), Cooling (Equip.), Ventilation | -2.919 | 29.5604 | 40.7356 | 3101.9032 | 46.8979 | 46.1831 | 45.3394 | 44.4245 | 43.5294 | 42.6113 | 41.8842 | 41.2969 | 40.5148 | 39.8367 | 39.1459 | 38.4624 | 37.6917 | 36.8401 | 36.0171 | 35.2786 | 34.6157 | 34.0669 | 33.4865 | 32.942 | 32.4328 | 31.8647 | 31.3522 | 30.8627 | 30.3562 | 29.886
Best Com. ASHP, Env., PC (EE+DF-LFL) | Efficient uncompeted | California, Upper Midwest, Lower Midwest, Texas, Southwest, Southeast | Commercial (New), Commercial (Existing) | Heating (Equip.), Cooling (Equip.), Ventilation | -2.919 | 29.5604 | 40.7356 | 3101.9032 | 38.1397 | 37.5689 | 36.8943 | 36.1612 | 35.4439 | 34.7075 | 34.1288 | 33.662 | 33.0372 | 32.498 | 31.948 | 31.406 | 30.7916 | 30.1087 | 29.4496 | 28.8604 | 28.335 | 27.902 | 27.446 | 27.0189 | 26.6215 | 26.179 | 25.7825 | 25.4048 | 25.0129 | 24.6542
Best Com. ASHP, Env., PC (EE+DF-LFL) | Baseline competed | California, Upper Midwest, Lower Midwest, Texas, Southwest, Southeast | Commercial (New), Commercial (Existing) | Heating (Equip.), Cooling (Equip.), Ventilation | -2.919 | 29.5604 | 40.7356 | 3101.9032 | 0 | 0 | 0 | 0 | 0 | 0 | 0 | 0 | 0 | 0 | 0 | 0 | 0 | 0 | 0 | 0 | 0 | 0 | 0 | 0 | 0 | 0 | 0 | 0 | 0 | 0
Best Com. ASHP, Env., PC (EE+DF-LFL) | Efficient competed | California, Upper Midwest, Lower Midwest, Texas, Southwest, Southeast | Commercial (New), Commercial (Existing) | Heating (Equip.), Cooling (Equip.), Ventilation | -2.919 | 29.5604 | 40.7356 | 3101.9032 | 0 | 0 | 0 | 0 | 0 | 0 | 0 | 0 | 0 | 0 | 0 | 0 | 0 | 0 | 0 | 0 | 0 | 0 | 0 | 0 | 0 | 0 | 0 | 0 | 0 | 0
Best Com. ASHP, Env., PC (EE+DF-LFL) CC | Baseline uncompeted | Northwest, Great Basin, Rocky Mountains, Upper Midwest, Lakes/Mid-Atl., Northeast | Commercial (New), Commercial (Existing) | Heating (Equip.), Cooling (Equip.), Ventilation | -7.8294 | 57.995 | 86.0905 | 4957.9201 | 30.9841 | 30.355 | 29.6703 | 28.9487 | 28.2582 | 27.6018 | 27.0796 | 26.6172 | 26.09 | 25.6246 | 25.1413 | 24.6675 | 24.1313 | 23.5389 | 22.9308 | 22.385 | 21.9037 | 21.5109 | 21.1089 | 20.7434 | 20.407 | 20.0285 | 19.6848 | 19.3539 | 19.033 | 18.7339
Best Com. ASHP, Env., PC (EE+DF-LFL) CC | Efficient uncompeted | Northwest, Great Basin, Rocky Mountains, Upper Midwest, Lakes/Mid-Atl., Northeast | Commercial (New), Commercial (Existing) | Heating (Equip.), Cooling (Equip.), Ventilation | -7.8294 | 57.995 | 86.0905 | 4957.9201 | 25.6984 | 25.1659 | 24.5911 | 23.9872 | 23.4105 | 22.8614 | 22.425 | 22.0394 | 21.5945 | 21.2019 | 20.7945 | 20.3974 | 19.9511 | 19.4584 | 18.9532 | 18.5011 | 18.102 | 17.7769 | 17.4462 | 17.1456 | 16.8698 | 16.5615 | 16.2823 | 16.0144 | 15.7548 | 15.516
Best Com. ASHP, Env., PC (EE+DF-LFL) CC | Baseline competed | Northwest, Great Basin, Rocky Mountains, Upper Midwest, Lakes/Mid-Atl., Northeast | Commercial (New), Commercial (Existing) | Heating (Equip.), Cooling (Equip.), Ventilation | -7.8294 | 57.995 | 86.0905 | 4957.9201 | 0 | 0 | 0 | 0 | 0 | 0 | 0 | 0 | 0 | 0 | 0 | 0 | 0 | 0 | 0 | 0 | 0 | 0 | 0 | 0 | 0 | 0 | 0 | 0 | 0 | 0
Best Com. ASHP, Env., PC (EE+DF-LFL) CC | Efficient competed | Northwest, Great Basin, Rocky Mountains, Upper Midwest, Lakes/Mid-Atl., Northeast | Commercial (New), Commercial (Existing) | Heating (Equip.), Cooling (Equip.), Ventilation | -7.8294 | 57.995 | 86.0905 | 4957.9201 | 0 | 0 | 0 | 0 | 0 | 0 | 0 | 0 | 0 | 0 | 0 | 0 | 0 | 0 | 0 | 0 | 0 | 0 | 0 | 0 | 0 | 0 | 0 | 0 | 0 | 0
Best Com. ASHP, Env., PC (EE+DF-RST) | Baseline uncompeted | California, Upper Midwest, Lower Midwest, Texas, Southwest, Southeast | Commercial (New), Commercial (Existing) | Heating (Equip.), Cooling (Equip.), Ventilation | 4.995 | 12.8268 | 23.3416 | 1436.6883 | 153.3447 | 152.6907 | 151.6047 | 150.2742 | 148.9309 | 147.534 | 146.7504 | 146.4278 | 145.3108 | 144.5407 | 143.6462 | 142.7636 | 141.5076 | 139.8934 | 138.3014 | 136.9446 | 135.8626 | 135.1349 | 134.2982 | 133.5512 | 132.9674 | 132.2427 | 131.7568 | 131.3125 | 130.7366 | 130.3582
Best Com. ASHP, Env., PC (EE+DF-RST) | Efficient uncompeted | California, Upper Midwest, Lower Midwest, Texas, Southwest, Southeast | Commercial (New), Commercial (Existing) | Heating (Equip.), Cooling (Equip.), Ventilation | 4.995 | 12.8268 | 23.3416 | 1436.6883 | 125.64 | 124.9572 | 123.9442 | 122.7489 | 121.5593 | 120.3295 | 119.6108 | 119.2783 | 118.3173 | 117.6535 | 116.9024 | 116.1712 | 115.1464 | 113.8425 | 112.5712 | 111.4936 | 110.6425 | 110.0886 | 109.4488 | 108.8936 | 108.4769 | 107.9482 | 107.6213 | 107.3358 | 106.9485 | 106.7242
Best Com. ASHP, Env., PC (EE+DF-RST) | Baseline competed | California, Upper Midwest, Lower Midwest, Texas, Southwest, Southeast | Commercial (New), Commercial (Existing) | Heating (Equip.), Cooling (Equip.), Ventilation | 4.995 | 12.8268 | 23.3416 | 1436.6883 | 0 | 0 | -2.9307e-13 | 2.9307e-13 | 0 | -2.9307e-13 | 0 | 0 | 0 | -2.9307e-13 | 0 | 0 | 2.9307e-13 | -2.9307e-13 | 0 | -2.9307e-13 | 0 | 0 | 0 | 2.9307e-13 | -2.9307e-13 | -2.9307e-13 | 0 | 0 | 0 | 0
Best Com. ASHP, Env., PC (EE+DF-RST) | Efficient competed | California, Upper Midwest, Lower Midwest, Texas, Southwest, Southeast | Commercial (New), Commercial (Existing) | Heating (Equip.), Cooling (Equip.), Ventilation | 4.995 | 12.8268 | 23.3416 | 1436.6883 | -2.9307e-13 | 0 | 0 | 2.9307e-13 | 0 | 0 | 0 | 0 | 2.9307e-13 | 0 | 0 | 2.9307e-13 | 0 | 2.9307e-13 | 0 | -2.9307e-13 | 0 | -2.9307e-13 | 0 | 0 | 0 | 0 | -2.9307e-13 | 2.9307e-13 | 2.9307e-13 | 2.9307e-13
Best Com. ASHP, Env., PC (EE+DF-RST) CC | Baseline uncompeted | Northwest, Great Basin, Rocky Mountains, Upper Midwest, Lakes/Mid-Atl., Northeast | Commercial (New), Commercial (Existing) | Heating (Equip.), Cooling (Equip.), Ventilation | 0.8172 | 19.2249 | 36.102 | 1594.1313 | 94.0869 | 93.19 | 92.117 | 90.8826 | 89.713 | 88.6557 | 88.0211 | 87.5658 | 86.7822 | 86.1653 | 85.437 | 84.7077 | 83.7526 | 82.5504 | 81.2426 | 80.1147 | 79.1749 | 78.5226 | 77.8572 | 77.2785 | 76.7878 | 76.1384 | 75.608 | 75.111 | 74.6127 | 74.2294
Best Com. ASHP, Env., PC (EE+DF-RST) CC | Efficient uncompeted | Northwest, Great Basin, Rocky Mountains, Upper Midwest, Lakes/Mid-Atl., Northeast | Commercial (New), Commercial (Existing) | Heating (Equip.), Cooling (Equip.), Ventilation | 0.8172 | 19.2249 | 36.102 | 1594.1313 | 74.053 | 73.2812 | 72.387 | 71.3743 | 70.4235 | 69.5557 | 69.0195 | 68.6326 | 67.989 | 67.4887 | 66.9088 | 66.331 | 65.5895 | 64.6618 | 63.657 | 62.799 | 62.0927 | 61.6188 | 61.1369 | 60.7288 | 60.3991 | 59.9475 | 59.5926 | 59.2695 | 58.952 | 58.7297
Best Com. ASHP, Env., PC (EE+DF-RST) CC | Baseline competed | Northwest, Great Basin, Rocky Mountains, Upper Midwest, Lakes/Mid-Atl., Northeast | Commercial (New), Commercial (Existing) | Heating (Equip.), Cooling (Equip.), Ventilation | 0.8172 | 19.2249 | 36.102 | 1594.1313 | -2.9307e-13 | 0 | 0 | 2.9307e-13 | 0 | 0 | 0 | 2.9307e-13 | 0 | 0 | 0 | 0 | 0 | 0 | 0 | -2.9307e-13 | 0 | 0 | 0 | 0 | 0 | 0 | 0 | 0 | 0 | 0
Best Com. ASHP, Env., PC (EE+DF-RST) CC | Efficient competed | Northwest, Great Basin, Rocky Mountains, Upper Midwest, Lakes/Mid-Atl., Northeast | Commercial (New), Commercial (Existing) | Heating (Equip.), Cooling (Equip.), Ventilation | 0.8172 | 19.2249 | 36.102 | 1594.1313 | 0 | 2.9307e-13 | 0 | 0 | 0 | 0 | 0 | 0 | 2.9307e-13 | 0 | 0 | 0 | 0 | 0 | 0 | 0 | 0 | 2.9307e-13 | 0 | 0 | 0 | -2.9307e-13 | 0 | 0 | 0 | 0
Best Com. Chillers, Env., PC (EE+DF) | Baseline uncompeted | Northwest, Great Basin, California, Rocky Mountains, Upper Midwest, Lower Midwest, Lakes/Mid-Atl., Texas, Southwest, Southeast, Northeast | Commercial (New), Commercial (Existing) | Cooling (Equip.), Ventilation | 7.9352 | 10.0668 | 19.1914 | 1007.0733 | 243.23 | 244.7544 | 245.8877 | 246.9198 | 248.2161 | 249.5189 | 251.9528 | 255.2292 | 257.1254 | 259.5448 | 261.6792 | 263.8027 | 265.2431 | 265.9255 | 266.4906 | 267.2135 | 268.4673 | 270.5398 | 272.4824 | 274.7794 | 277.499 | 279.9975 | 283.0964 | 286.4199 | 289.635 | 293.4301
Best Com. Chillers, Env., PC (EE+DF) | Efficient uncompeted | Northwest, Great Basin, California, Rocky Mountains, Upper Midwest, Lower Midwest, Lakes/Mid-Atl., Texas, Southwest, Southeast, Northeast | Commercial (New), Commercial (Existing) | Cooling (Equip.), Ventilation | 7.9352 | 10.0668 | 19.1914 | 1007.0733 | 221.8908 | 223.0943 | 223.9173 | 224.6392 | 225.6093 | 226.5947 | 228.6264 | 231.4152 | 232.9665 | 235.0008 | 236.7825 | 238.5523 | 239.7068 | 240.1754 | 240.5428 | 241.0532 | 242.0549 | 243.8098 | 245.4511 | 247.4134 | 249.7553 | 251.8849 | 254.5596 | 257.4425 | 260.2526 | 263.5897
Best Com. Chillers, Env., PC (EE+DF) | Baseline competed | Northwest, Great Basin, California, Rocky Mountains, Upper Midwest, Lower Midwest, Lakes/Mid-Atl., Texas, Southwest, Southeast, Northeast | Commercial (New), Commercial (Existing) | Cooling (Equip.), Ventilation | 7.9352 | 10.0668 | 19.1914 | 1007.0733 | 0.86969 | 0.87802 | 0.88503 | 0.89176 | 0.89947 | 0.06321 | 0.061428 | 0.059849 | 0.058048 | 0.056422 | 0.29224 | 0.053209 | 0.051525 | 0.049747 | 0.048009 | 0.24758 | 0.23993 | 0.043725 | 0.042471 | 0.04128 | 0.21415 | 0.20784 | 0.202 | 0.19636 | 0.19079 | 0.18561
Best Com. Chillers, Env., PC (EE+DF) | Efficient competed | Northwest, Great Basin, California, Rocky Mountains, Upper Midwest, Lower Midwest, Lakes/Mid-Atl., Texas, Southwest, Southeast, Northeast | Commercial (New), Commercial (Existing) | Cooling (Equip.), Ventilation | 7.9352 | 10.0668 | 19.1914 | 1007.0733 | 0.78758 | 0.79455 | 0.80024 | 0.80564 | 0.81196 | 0.064037 | 0.062223 | 0.060614 | 0.058782 | 0.057128 | 0.29586 | 0.053861 | 0.052149 | 0.050343 | 0.048577 | 0.25047 | 0.2427 | 0.044224 | 0.04295 | 0.04174 | 0.21651 | 0.2101 | 0.20417 | 0.19844 | 0.19279 | 0.18753
Best Com. Chillers, Ice (EE+DF) | Baseline uncompeted | Northwest, Great Basin, California, Rocky Mountains, Upper Midwest, Lower Midwest, Lakes/Mid-Atl., Texas, Southwest, Southeast, Northeast | Commercial (New), Commercial (Existing) | Cooling (Equip.), Ventilation | 999 | 999 | 146.1274 | 999 | 54.4675 | 54.4192 | 54.2857 | 54.1085 | 54.0038 | 53.9312 | 54.092 | 54.4354 | 54.5471 | 54.8168 | 55.0426 | 55.3072 | 55.4733 | 55.5176 | 55.5496 | 55.7082 | 56.0028 | 56.5174 | 57.0455 | 57.6935 | 58.4815 | 59.2496 | 60.1812 | 61.2251 | 62.3069 | 63.5658
Best Com. Chillers, Ice (EE+DF) | Efficient uncompeted | Northwest, Great Basin, California, Rocky Mountains, Upper Midwest, Lower Midwest, Lakes/Mid-Atl., Texas, Southwest, Southeast, Northeast | Commercial (New), Commercial (Existing) | Cooling (Equip.), Ventilation | 999 | 999 | 146.1274 | 999 | 53.7872 | 53.7245 | 53.5772 | 53.3863 | 53.2666 | 53.1781 | 53.3197 | 53.6408 | 53.7342 | 53.9832 | 54.1886 | 54.4324 | 54.5792 | 54.606 | 54.6204 | 54.7597 | 55.0328 | 55.522 | 56.0243 | 56.6439 | 57.4007 | 58.1369 | 59.033 | 60.0383 | 61.0807 | 62.2962
Best Com. Chillers, Ice (EE+DF) | Baseline competed | Northwest, Great Basin, California, Rocky Mountains, Upper Midwest, Lower Midwest, Lakes/Mid-Atl., Texas, Southwest, Southeast, Northeast | Commercial (New), Commercial (Existing) | Cooling (Equip.), Ventilation | 999 | 999 | 146.1274 | 999 | 0 | 0 | 0 | 0 | 0 | 0 | 0 | 0 | 0 | 0 | 0 | 0 | 0 | 0 | 0 | 0 | 0 | 0 | 0 | 0 | 0 | 0 | 0 | 0 | 0 | 0
Best Com. Chillers, Ice (EE+DF) | Efficient competed | Northwest, Great Basin, California, Rocky Mountains, Upper Midwest, Lower Midwest, Lakes/Mid-Atl., Texas, Southwest, Southeast, Northeast | Commercial (New), Commercial (Existing) | Cooling (Equip.), Ventilation | 999 | 999 | 146.1274 | 999 | 0 | 0 | 0 | 0 | 0 | 0 | 0 | 0 | 0 | 0 | 0 | 0 | 0 | 0 | 0 | 0 | 0 | 0 | 0 | 0 | 0 | 0 | 0 | 0 | 0 | 0
Best Com. Lighting (EE+DF) | Baseline uncompeted | Northwest, Great Basin, California, Rocky Mountains, Upper Midwest, Lower Midwest, Lakes/Mid-Atl., Texas, Southwest, Southeast, Northeast | Commercial (New), Commercial (Existing) | Lighting | 41.3691 | 2.2031 | 5.7885 | 325.6078 | 243.2695 | 240.1206 | 237.8891 | 236.5622 | 237.4891 | 236.3887 | 238.1431 | 242.0803 | 243.9174 | 247.1758 | 249.9621 | 252.5169 | 253.0317 | 252.0662 | 249.9376 | 251.921 | 255.3824 | 260.4151 | 264.9353 | 269.9053 | 276.0158 | 281.9206 | 288.8141 | 295.6194 | 302.1028 | 309.895
Best Com. Lighting (EE+DF) | Efficient uncompeted | Northwest, Great Basin, California, Rocky Mountains, Upper Midwest, Lower Midwest, Lakes/Mid-Atl., Texas, Southwest, Southeast, Northeast | Commercial (New), Commercial (Existing) | Lighting | 41.3691 | 2.2031 | 5.7885 | 325.6078 | 77.327 | 74.5956 | 73.0844 | 72.5193 | 73.9547 | 74.4417 | 76.9576 | 81.1634 | 83.9667 | 87.907 | 91.5735 | 95.0726 | 97.2349 | 98.5188 | 99.0434 | 102.0713 | 106.1162 | 111.2929 | 115.9888 | 120.9397 | 126.8403 | 132.7854 | 139.357 | 145.7893 | 151.9596 | 159.188
Best Com. Lighting (EE+DF) | Baseline competed | Northwest, Great Basin, California, Rocky Mountains, Upper Midwest, Lower Midwest, Lakes/Mid-Atl., Texas, Southwest, Southeast, Northeast | Commercial (New), Commercial (Existing) | Lighting | 41.3691 | 2.2031 | 5.7885 | 325.6078 | 179.0463 | 176.7287 | 175.0864 | 174.1098 | 174.792 | 140.7427 | 141.8414 | 144.254 | 145.4008 | 147.4024 | 149.1205 | 150.7009 | 151.0786 | 150.5424 | 149.3289 | 150.5257 | 152.6125 | 155.6407 | 158.3555 | 161.3336 | 164.9928 | 168.5073 | 172.615 | 176.6729 | 180.5442 | 158.3564
Best Com. Lighting (EE+DF) | Efficient competed | Northwest, Great Basin, California, Rocky Mountains, Upper Midwest, Lower Midwest, Lakes/Mid-Atl., Texas, Southwest, Southeast, Northeast | Commercial (New), Commercial (Existing) | Lighting | 41.3691 | 2.2031 | 5.7885 | 325.6078 | 56.9127 | 54.9024 | 53.7901 | 53.3742 | 54.4307 | 44.396 | 45.9284 | 48.477 | 50.1762 | 52.558 | 54.7741 | 56.8882 | 58.2107 | 58.9885 | 59.322 | 61.1209 | 63.5324 | 66.6211 | 69.4155 | 72.357 | 75.8648 | 79.3789 | 83.2699 | 87.0789 | 90.7356 | 81.3451
Best Com. N-Elec. Env. | Baseline uncompeted | Northwest, Great Basin, California, Rocky Mountains, Upper Midwest, Lower Midwest, Lakes/Mid-Atl., Texas, Southwest, Southeast, Northeast | Commercial (New), Commercial (Existing) | Heating (Equip.) | 48.343 | 2.0684 | 2.1945 | 40.1127 | 563.8189 | 571.6377 | 576.4802 | 579.4587 | 579.7372 | 578.8036 | 577.6393 | 575.9673 | 573.2115 | 569.9905 | 566.4267 | 563.0065 | 559.3139 | 554.7538 | 550.4241 | 545.8954 | 541.2879 | 536.8931 | 533.0002 | 529.6294 | 525.7106 | 521.0376 | 516.8619 | 513.2604 | 509.5946 | 505.453
Best Com. N-Elec. Env. | Efficient uncompeted | Northwest, Great Basin, California, Rocky Mountains, Upper Midwest, Lower Midwest, Lakes/Mid-Atl., Texas, Southwest, Southeast, Northeast | Commercial (New), Commercial (Existing) | Heating (Equip.) | 48.343 | 2.0684 | 2.1945 | 40.1127 | 255.1023 | 260.7146 | 264.955 | 268.4185 | 270.6533 | 272.3397 | 273.9073 | 275.1678 | 275.8135 | 276.1356 | 276.1974 | 276.2458 | 276.074 | 275.3959 | 274.7672 | 273.9938 | 273.1324 | 272.3412 | 271.7749 | 271.4664 | 270.843 | 269.8473 | 269.0772 | 268.5808 | 268.0102 | 267.1558
Best Com. N-Elec. Env. | Baseline competed | Northwest, Great Basin, California, Rocky Mountains, Upper Midwest, Lower Midwest, Lakes/Mid-Atl., Texas, Southwest, Southeast, Northeast | Commercial (New), Commercial (Existing) | Heating (Equip.) | 48.343 | 2.0684 | 2.1945 | 40.1127 | 563.8189 | 571.6377 | 576.4802 | 579.4587 | 579.7372 | 578.8036 | 577.6393 | 575.9673 | 573.2115 | 569.9905 | 566.4267 | 563.0065 | 559.3139 | 554.7538 | 550.4241 | 537.161 | 532.6273 | 528.3028 | 524.4722 | 521.1553 | 517.2992 | 457.992 | 454.3216 | 451.1559 | 447.9336 | 444.2932
Best Com. N-Elec. Env. | Efficient competed | Northwest, Great Basin, California, Rocky Mountains, Upper Midwest, Lower Midwest, Lakes/Mid-Atl., Texas, Southwest, Southeast, Northeast | Commercial (New), Commercial (Existing) | Heating (Equip.) | 48.343 | 2.0684 | 2.1945 | 40.1127 | 255.1023 | 260.7146 | 264.955 | 268.4185 | 270.6533 | 272.3397 | 273.9073 | 275.1678 | 275.8135 | 276.1356 | 276.1974 | 276.2458 | 276.074 | 275.3959 | 274.7672 | 269.6099 | 268.7623 | 267.9838 | 267.4265 | 267.1229 | 266.5095 | 237.1958 | 236.5189 | 236.0825 | 235.581 | 234.83
Best Com. Plug Loads (EE+DF) | Baseline uncompeted | Northwest, Great Basin, California, Rocky Mountains, Upper Midwest, Lower Midwest, Lakes/Mid-Atl., Texas, Southwest, Southeast, Northeast | Commercial (New), Commercial (Existing) | Computers and Electronics | 3.7696 | 7.514 | 16.9766 | 1194.9197 | 506.6877 | 509.8188 | 512.2923 | 515.5738 | 519.9744 | 526.2019 | 534.5653 | 545.0065 | 553.4923 | 563.3671 | 572.2424 | 581.3022 | 588.2786 | 594.5719 | 599.9488 | 606.1264 | 612.6516 | 620.5651 | 628.0483 | 635.2909 | 643.0281 | 649.4651 | 655.7374 | 662.2166 | 667.737 | 673.1202
Best Com. Plug Loads (EE+DF) | Efficient uncompeted | Northwest, Great Basin, California, Rocky Mountains, Upper Midwest, Lower Midwest, Lakes/Mid-Atl., Texas, Southwest, Southeast, Northeast | Commercial (New), Commercial (Existing) | Computers and Electronics | 3.7696 | 7.514 | 16.9766 | 1194.9197 | 221.7418 | 223.1122 | 224.1944 | 225.6301 | 227.5555 | 230.2804 | 233.94 | 238.509 | 242.2223 | 246.5434 | 250.4271 | 254.3915 | 257.4442 | 260.198 | 262.5509 | 265.2542 | 268.1094 | 271.5721 | 274.8464 | 278.0154 | 281.4009 | 284.2175 | 286.962 | 289.797 | 292.2125 | 294.5679
Best Com. Plug Loads (EE+DF) | Baseline competed | Northwest, Great Basin, California, Rocky Mountains, Upper Midwest, Lower Midwest, Lakes/Mid-Atl., Texas, Southwest, Southeast, Northeast | Commercial (New), Commercial (Existing) | Computers and Electronics | 3.7696 | 7.514 | 16.9766 | 1194.9197 | 2.0268 | 2.0393 | 2.0492 | 2.0623 | 2.0799 | 2.1048 | 2.1383 | 2.18 | 2.214 | 2.2535 | 2.289 | 2.3252 | 2.3531 | 2.3783 | 2.3998 | 2.4245 | 2.4506 | 2.4823 | 2.5122 | 2.5412 | 2.5721 | 2.5979 | 2.6229 | 2.6489 | 2.6709 | 2.6925
Best Com. Plug Loads (EE+DF) | Efficient competed | Northwest, Great Basin, California, Rocky Mountains, Upper Midwest, Lower Midwest, Lakes/Mid-Atl., Texas, Southwest, Southeast, Northeast | Commercial (New), Commercial (Existing) | Computers and Electronics | 3.7696 | 7.514 | 16.9766 | 1194.9197 | 0.88697 | 0.89245 | 0.89678 | 0.90252 | 0.91022 | 0.92112 | 0.93576 | 0.95404 | 0.96889 | 0.98617 | 1.0017 | 1.0176 | 1.0298 | 1.0408 | 1.0502 | 1.061 | 1.0724 | 1.0863 | 1.0994 | 1.1121 | 1.1256 | 1.1369 | 1.1478 | 1.1592 | 1.1688 | 1.1783
Best Commercial Gas Storage WH | Baseline uncompeted | Northwest, Great Basin, California, Rocky Mountains, Upper Midwest, Lower Midwest, Lakes/Mid-Atl., Texas, Southwest, Southeast, Northeast | Commercial (New), Commercial (Existing) | Water Heating | 23.6474 | 3.7225 | 5.6344 | 106.4911 | 178.1827 | 181.9454 | 184.8223 | 187.2281 | 189.0512 | 190.6832 | 192.274 | 193.7358 | 194.8407 | 195.7881 | 196.6438 | 197.5791 | 198.4125 | 198.9321 | 199.5781 | 200.1253 | 200.6766 | 201.32 | 202.1933 | 203.2929 | 204.1432 | 204.3837 | 204.9766 | 205.9862 | 207.1022 | 208.0384
Best Commercial Gas Storage WH | Efficient uncompeted | Northwest, Great Basin, California, Rocky Mountains, Upper Midwest, Lower Midwest, Lakes/Mid-Atl., Texas, Southwest, Southeast, Northeast | Commercial (New), Commercial (Existing) | Water Heating | 23.6474 | 3.7225 | 5.6344 | 106.4911 | 165.0879 | 168.5723 | 171.2374 | 173.4688 | 175.1581 | 176.6717 | 178.1471 | 179.5031 | 180.5276 | 181.4062 | 182.1998 | 183.0664 | 183.8372 | 184.3159 | 184.9115 | 185.4168 | 185.9257 | 186.5199 | 187.327 | 188.3451 | 189.1298 | 189.3397 | 189.8812 | 190.8147 | 191.848 | 192.7124
Best Commercial Gas Storage WH | Baseline competed | Northwest, Great Basin, California, Rocky Mountains, Upper Midwest, Lower Midwest, Lakes/Mid-Atl., Texas, Southwest, Southeast, Northeast | Commercial (New), Commercial (Existing) | Water Heating | 23.6474 | 3.7225 | 5.6344 | 106.4911 | 178.1827 | 181.9454 | 184.8223 | 187.2281 | 189.0512 | 20.4031 | 20.5733 | 20.7297 | 20.848 | 20.9493 | 21.0409 | 21.141 | 21.2301 | 21.2857 | 21.3549 | 21.4134 | 21.4724 | 21.5412 | 21.6347 | 21.7523 | 21.8433 | 21.8691 | 21.9325 | 22.0405 | 22.1599 | 2.0804
Best Commercial Gas Storage WH | Efficient competed | Northwest, Great Basin, California, Rocky Mountains, Upper Midwest, Lower Midwest, Lakes/Mid-Atl., Texas, Southwest, Southeast, Northeast | Commercial (New), Commercial (Existing) | Water Heating | 23.6474 | 3.7225 | 5.6344 | 106.4911 | 165.0879 | 168.5723 | 171.2374 | 173.4688 | 175.1581 | 18.9039 | 19.0617 | 19.2068 | 19.3165 | 19.4105 | 19.4954 | 19.5881 | 19.6706 | 19.7218 | 19.7855 | 19.8396 | 19.8941 | 19.9576 | 20.044 | 20.1529 | 20.2369 | 20.2593 | 20.3173 | 20.4172 | 20.5277 | 1.9271
Best Commercial HPWH | Baseline uncompeted | Northwest, Great Basin, California, Rocky Mountains, Upper Midwest, Lower Midwest, Lakes/Mid-Atl., Texas, Southwest, Southeast, Northeast | Commercial (New), Commercial (Existing) | Water Heating | 20.5451 | 4.5722 | 6.5404 | 430.5179 | 15.9741 | 15.4934 | 15.2888 | 15.0624 | 14.8407 | 14.6333 | 14.4854 | 14.373 | 14.1795 | 14.0178 | 13.8403 | 13.6649 | 13.4447 | 13.1881 | 12.9283 | 12.6925 | 12.4912 | 12.3245 | 12.1513 | 11.9917 | 11.8406 | 11.6701 | 11.5175 | 11.3752 | 11.2284 | 11.0976
Best Commercial HPWH | Efficient uncompeted | Northwest, Great Basin, California, Rocky Mountains, Upper Midwest, Lower Midwest, Lakes/Mid-Atl., Texas, Southwest, Southeast, Northeast | Commercial (New), Commercial (Existing) | Water Heating | 20.5451 | 4.5722 | 6.5404 | 430.5179 | 3.9924 | 3.8723 | 3.8211 | 3.7646 | 3.7092 | 3.6573 | 3.6204 | 3.5923 | 3.5439 | 3.5035 | 3.4591 | 3.4153 | 3.3603 | 3.2961 | 3.2312 | 3.1723 | 3.1219 | 3.0803 | 3.037 | 2.9971 | 2.9593 | 2.9167 | 2.8786 | 2.843 | 2.8063 | 2.7736
Best Commercial HPWH | Baseline competed | Northwest, Great Basin, California, Rocky Mountains, Upper Midwest, Lower Midwest, Lakes/Mid-Atl., Texas, Southwest, Southeast, Northeast | Commercial (New), Commercial (Existing) | Water Heating | 20.5451 | 4.5722 | 6.5404 | 430.5179 | 15.9741 | 15.4934 | 15.2888 | 15.0624 | 14.8407 | 0 | 0 | 0 | 0 | 0 | 0 | 0 | 0 | 0 | 0 | 0 | 0 | 0 | 0 | 0 | 0 | 0 | 0 | 0 | 0 | 0
Best Commercial HPWH | Efficient competed | Northwest, Great Basin, California, Rocky Mountains, Upper Midwest, Lower Midwest, Lakes/Mid-Atl., Texas, Southwest, Southeast, Northeast | Commercial (New), Commercial (Existing) | Water Heating | 20.5451 | 4.5722 | 6.5404 | 430.5179 | 3.9924 | 3.8723 | 3.8211 | 3.7646 | 3.7092 | 0 | 0 | 0 | 0 | 0 | 0 | 0 | 0 | 0 | 0 | 0 | 0 | 0 | 0 | 0 | 0 | 0 | 0 | 0 | 0 | 0
Best Commercial HPWH (FS) | Baseline uncompeted | Northwest, Great Basin, California, Rocky Mountains, Upper Midwest, Lower Midwest, Lakes/Mid-Atl., Texas, Southwest, Southeast, Northeast | Commercial (New), Commercial (Existing) | Water Heating | -13.2152 | 55.8598 | 29.9925 | 255.2826 | 179.931 | 183.7206 | 186.6205 | 189.0499 | 190.8836 | 192.5181 | 194.1067 | 195.5661 | 196.6672 | 197.6103 | 198.4602 | 199.389 | 200.2148 | 200.7263 | 201.3636 | 201.902 | 202.4439 | 203.0785 | 203.9426 | 205.0344 | 205.8768 | 206.1079 | 206.692 | 207.6924 | 208.7994 | 209.7271
Best Commercial HPWH (FS) | Efficient uncompeted | Northwest, Great Basin, California, Rocky Mountains, Upper Midwest, Lower Midwest, Lakes/Mid-Atl., Texas, Southwest, Southeast, Northeast | Commercial (New), Commercial (Existing) | Water Heating | -13.2152 | 55.8598 | 29.9925 | 255.2826 | 118.2446 | 120.0004 | 121.0704 | 121.7183 | 122.1058 | 122.6038 | 123.5333 | 124.7456 | 125.3888 | 126.2902 | 126.9068 | 127.5451 | 127.8088 | 127.6241 | 127.4795 | 127.4793 | 127.6216 | 128.1203 | 128.6251 | 129.3386 | 129.9781 | 129.886 | 130.1248 | 130.662 | 131.1448 | 131.5967
Best Commercial HPWH (FS) | Baseline competed | Northwest, Great Basin, California, Rocky Mountains, Upper Midwest, Lower Midwest, Lakes/Mid-Atl., Texas, Southwest, Southeast, Northeast | Commercial (New), Commercial (Existing) | Water Heating | -13.2152 | 55.8598 | 29.9925 | 255.2826 | 1.7483 | 1.7752 | 1.7982 | 1.8218 | 1.8324 | 0 | 0 | 0 | 2.9307e-13 | 0 | 0 | 0 | 0 | 0 | 0 | 0 | 0 | 0 | 2.9307e-13 | -2.9307e-13 | -2.9307e-13 | 0 | 2.9307e-13 | 2.9307e-13 | 0 | 0
Best Commercial HPWH (FS) | Efficient competed | Northwest, Great Basin, California, Rocky Mountains, Upper Midwest, Lower Midwest, Lakes/Mid-Atl., Texas, Southwest, Southeast, Northeast | Commercial (New), Commercial (Existing) | Water Heating | -13.2152 | 55.8598 | 29.9925 | 255.2826 | 0.95112 | 0.96011 | 0.96617 | 0.97164 | 0.97118 | 2.9307e-13 | 0 | 0 | 0 | 0 | 0 | 0 | 0 | 0 | 0 | 0 | 2.9307e-13 | 0 | -2.9307e-13 | 0 | 2.9307e-13 | 0 | 0 | 0 | 0 | 0
Best Commercial Refrigeration | Baseline uncompeted | Northwest, Great Basin, California, Rocky Mountains, Upper Midwest, Lower Midwest, Lakes/Mid-Atl., Texas, Southwest, Southeast, Northeast | Commercial (New), Commercial (Existing) | Refrigeration | -20.9617 | 45.3709 | 86.1939 | 5804.8465 | 450.5335 | 450.8172 | 450.2238 | 449.4121 | 449.2965 | 449.2049 | 451.4279 | 454.897 | 456.5846 | 459.2119 | 460.9554 | 462.3906 | 462.4389 | 461.203 | 459.6422 | 458.7392 | 458.8497 | 460.0962 | 460.8904 | 461.9529 | 463.3542 | 463.646 | 464.4589 | 465.4279 | 466.0884 | 467.1916
Best Commercial Refrigeration | Efficient uncompeted | Northwest, Great Basin, California, Rocky Mountains, Upper Midwest, Lower Midwest, Lakes/Mid-Atl., Texas, Southwest, Southeast, Northeast | Commercial (New), Commercial (Existing) | Refrigeration | -20.9617 | 45.3709 | 86.1939 | 5804.8465 | 357.9446 | 358.11 | 357.558 | 356.8201 | 356.6294 | 356.6541 | 358.5272 | 361.3628 | 362.7682 | 364.9007 | 366.3121 | 367.4619 | 367.4985 | 366.5062 | 365.2409 | 364.4926 | 364.5639 | 365.5302 | 366.1269 | 366.9337 | 368.0063 | 368.1946 | 368.7946 | 369.5144 | 369.9884 | 370.8109
Best Commercial Refrigeration | Baseline competed | Northwest, Great Basin, California, Rocky Mountains, Upper Midwest, Lower Midwest, Lakes/Mid-Atl., Texas, Southwest, Southeast, Northeast | Commercial (New), Commercial (Existing) | Refrigeration | -20.9617 | 45.3709 | 86.1939 | 5804.8465 | -2.9307e-13 | -2.9307e-13 | -1.1723e-12 | 2.9307e-13 | -5.8614e-13 | 2.9307e-13 | -2.9307e-13 | -2.9307e-13 | -2.9307e-13 | 8.7921e-13 | -2.9307e-13 | -2.9307e-13 | -2.9307e-13 | 0 | -1.1723e-12 | 5.8614e-13 | 8.7921e-13 | 0 | 0 | 8.7921e-13 | 5.8614e-13 | -8.7921e-13 | 5.8614e-13 | -8.7921e-13 | -5.8614e-13 | 8.7921e-13
Best Commercial Refrigeration | Efficient competed | Northwest, Great Basin, California, Rocky Mountains, Upper Midwest, Lower Midwest, Lakes/Mid-Atl., Texas, Southwest, Southeast, Northeast | Commercial (New), Commercial (Existing) | Refrigeration | -20.9617 | 45.3709 | 86.1939 | 5804.8465 | 5.8614e-13 | 0 | -2.9307e-13 | -8.7921e-13 | 0 | -2.9307e-13 | -5.8614e-13 | 2.9307e-13 | -2.9307e-13 | -5.8614e-13 | -5.8614e-13 | 0 | -2.9307e-13 | 0 | 0 | 2.9307e-13 | 0 | -5.8614e-13 | 2.9307e-13 | -5.8614e-13 | 8.7921e-13 | 2.9307e-13 | -2.9307e-13 | -8.7921e-13 | 0 | 5.8614e-13
Best Res. ASHP, Env., PC (EE+DF-FS) | Baseline uncompeted | California, Upper Midwest, Lower Midwest, Texas, Southwest, Southeast | Residential (New), Residential (Existing) | Heating (Equip.), Cooling (Equip.) | 6.4488 | 9.4337 | 19.5383 | 392.2367 | 587.8138 | 591.0094 | 593.6845 | 595.547 | 596.3339 | 596.3393 | 596.6121 | 597.985 | 599.8229 | 602.1444 | 604.5604 | 607.6706 | 610.668 | 613.145 | 615.8507 | 619.0218 | 622.4861 | 626.603 | 630.7046 | 635.2576 | 640.2782 | 644.4328 | 649.3944 | 654.7016 | 659.7206 | 665.1593
Best Res. ASHP, Env., PC (EE+DF-FS) | Efficient uncompeted | California, Upper Midwest, Lower Midwest, Texas, Southwest, Southeast | Residential (New), Residential (Existing) | Heating (Equip.), Cooling (Equip.) | 6.4488 | 9.4337 | 19.5383 | 392.2367 | 205.1295 | 206.4 | 207.456 | 208.1505 | 208.6419 | 209.0755 | 210.0758 | 211.8846 | 213.414 | 215.5182 | 217.4755 | 219.7096 | 221.6104 | 223.0857 | 224.6097 | 226.4829 | 228.5834 | 231.197 | 233.6565 | 236.3637 | 239.374 | 241.8794 | 244.8101 | 247.8786 | 250.6853 | 253.767
Best Res. ASHP, Env., PC (EE+DF-FS) | Baseline competed | California, Upper Midwest, Lower Midwest, Texas, Southwest, Southeast | Residential (New), Residential (Existing) | Heating (Equip.), Cooling (Equip.) | 6.4488 | 9.4337 | 19.5383 | 392.2367 | 12.2502 | 12.2909 | 12.3096 | 12.3069 | 12.2847 | 0.0041801 | 0.0041601 | 0.0042046 | 0.042532 | 0.041134 | 0.047451 | 0.045799 | 0.044222 | 0.042813 | 0.040916 | 0.0075937 | 0.0076501 | 0.0078273 | 0.0079819 | 0.0081311 | 0.0094077 | 0.0099759 | 0.010444 | 0.010787 | 0.011272 | 0.012667
Best Res. ASHP, Env., PC (EE+DF-FS) | Efficient competed | California, Upper Midwest, Lower Midwest, Texas, Southwest, Southeast | Residential (New), Residential (Existing) | Heating (Equip.), Cooling (Equip.) | 6.4488 | 9.4337 | 19.5383 | 392.2367 | 2.8388 | 3.0225 | 3.1931 | 3.3499 | 3.4974 | 0.001124 | 0.0011309 | 0.0011589 | 0.014816 | 0.014715 | 0.017385 | 0.017179 | 0.016931 | 0.016686 | 0.016223 | 0.0034935 | 0.0035325 | 0.0036345 | 0.0037199 | 0.0038042 | 0.0044191 | 0.0046899 | 0.0049201 | 0.0050957 | 0.0053267 | 0.0059824
Best Res. ASHP, Env., PC (EE+DF-FS) CC | Baseline uncompeted | Northwest, Great Basin, Rocky Mountains, Upper Midwest, Lakes/Mid-Atl., Northeast | Residential (New), Residential (Existing) | Heating (Equip.), Cooling (Equip.) | 2.4068 | 12.4667 | 19.0395 | 368.979 | 907.308 | 908.1901 | 907.0328 | 904.2557 | 899.6466 | 894.3412 | 888.9122 | 883.7569 | 880.2475 | 876.5119 | 872.9993 | 870.1463 | 867.4231 | 864.3966 | 861.747 | 859.6641 | 857.8449 | 856.6491 | 855.8343 | 855.5968 | 855.2284 | 854.3931 | 853.8352 | 853.6861 | 853.3563 | 852.9932
Best Res. ASHP, Env., PC (EE+DF-FS) CC | Efficient uncompeted | Northwest, Great Basin, Rocky Mountains, Upper Midwest, Lakes/Mid-Atl., Northeast | Residential (New), Residential (Existing) | Heating (Equip.), Cooling (Equip.) | 2.4068 | 12.4667 | 19.0395 | 368.979 | 280.7864 | 280.0347 | 278.5302 | 276.3396 | 273.9199 | 271.7844 | 270.5469 | 270.1243 | 269.5322 | 269.5801 | 269.2869 | 269.1566 | 268.4897 | 267.2799 | 266.1079 | 265.4966 | 265.2369 | 265.7428 | 266.1353 | 266.8311 | 267.6563 | 267.7362 | 268.0932 | 268.6518 | 268.9667 | 269.4419
Best Res. ASHP, Env., PC (EE+DF-FS) CC | Baseline competed | Northwest, Great Basin, Rocky Mountains, Upper Midwest, Lakes/Mid-Atl., Northeast | Residential (New), Residential (Existing) | Heating (Equip.), Cooling (Equip.) | 2.4068 | 12.4667 | 19.0395 | 368.979 | 5.2015 | 5.2316 | 5.2514 | 5.2623 | 5.2656 | 0.0089841 | 0.0089006 | 0.0087445 | 0.022222 | 0.021324 | 0.018348 | 0.017703 | 0.017433 | 0.017107 | 0.015901 | 0.0025899 | 0.0027087 | 0.0028684 | 0.0030723 | 0.003334 | 0.0036543 | 0.003968 | 0.0043227 | 0.004601 | 0.0051517 | 0.0057637
Best Res. ASHP, Env., PC (EE+DF-FS) CC | Efficient competed | Northwest, Great Basin, Rocky Mountains, Upper Midwest, Lakes/Mid-Atl., Northeast | Residential (New), Residential (Existing) | Heating (Equip.), Cooling (Equip.) | 2.4068 | 12.4667 | 19.0395 | 368.979 | 1.2741 | 1.3418 | 1.4042 | 1.4616 | 1.516 | 0.0026521 | 0.0026918 | 0.0027143 | 0.0074456 | 0.0073305 | 0.0064448 | 0.0063546 | 0.0063706 | 0.0063467 | 0.0059923 | 0.0011358 | 0.0011917 | 0.0012681 | 0.0013626 | 0.0014838 | 0.0016322 | 0.0017687 | 0.0019276 | 0.0020571 | 0.002299 | 0.0025633
Best Res. ASHP, Env., PC (EE+DF-LFL) | Baseline uncompeted | California, Upper Midwest, Lower Midwest, Texas, Southwest, Southeast | Residential (New), Residential (Existing) | Heating (Equip.), Cooling (Equip.) | 10.441 | 7.4184 | 16.7862 | 1004.9061 | 264.4452 | 266.3516 | 268.1728 | 269.626 | 270.9851 | 272.2359 | 274.1361 | 276.9502 | 278.7152 | 281.2684 | 284.1399 | 287.3962 | 290.2137 | 292.2124 | 294.3258 | 297.2132 | 300.6225 | 304.9137 | 308.9827 | 313.3458 | 317.947 | 322.1771 | 326.9181 | 331.9134 | 336.6073 | 341.7498
Best Res. ASHP, Env., PC (EE+DF-LFL) | Efficient uncompeted | California, Upper Midwest, Lower Midwest, Texas, Southwest, Southeast | Residential (New), Residential (Existing) | Heating (Equip.), Cooling (Equip.) | 10.441 | 7.4184 | 16.7862 | 1004.9061 | 108.4989 | 109.7347 | 110.9686 | 112.0656 | 113.1322 | 114.1504 | 115.4348 | 117.1219 | 118.361 | 119.9425 | 121.6571 | 123.5586 | 125.2842 | 126.6625 | 128.0943 | 129.8508 | 131.8233 | 134.1765 | 136.4271 | 138.8223 | 141.3308 | 143.6956 | 146.2886 | 149.0099 | 151.586 | 154.3671
Best Res. ASHP, Env., PC (EE+DF-LFL) | Baseline competed | California, Upper Midwest, Lower Midwest, Texas, Southwest, Southeast | Residential (New), Residential (Existing) | Heating (Equip.), Cooling (Equip.) | 10.441 | 7.4184 | 16.7862 | 1004.9061 | 0.52392 | 0.53114 | 0.54367 | 0.55962 | 0.58424 | 0.0071156 | 0.0076584 | 0.0082321 | 0.49795 | 0.4914 | 0.59191 | 0.5897 | 0.5854 | 0.58238 | 0.57768 | 0.29028 | 0.29575 | 0.3097 | 0.31804 | 0.32542 | 0.3517 | 0.36734 | 0.38049 | 0.39112 | 0.40565 | 0.43784
Best Res. ASHP, Env., PC (EE+DF-LFL) | Efficient competed | California, Upper Midwest, Lower Midwest, Texas, Southwest, Southeast | Residential (New), Residential (Existing) | Heating (Equip.), Cooling (Equip.) | 10.441 | 7.4184 | 16.7862 | 1004.9061 | 0.2653 | 0.26904 | 0.27546 | 0.28361 | 0.29617 | 0.0036082 | 0.0038842 | 0.0041761 | 0.24889 | 0.24579 | 0.29624 | 0.29533 | 0.29336 | 0.29203 | 0.28986 | 0.14574 | 0.14857 | 0.15566 | 0.15992 | 0.16371 | 0.17701 | 0.18497 | 0.19168 | 0.19712 | 0.20453 | 0.22086
Best Res. ASHP, Env., PC (EE+DF-LFL) CC | Baseline uncompeted | Northwest, Great Basin, Rocky Mountains, Upper Midwest, Lakes/Mid-Atl., Northeast | Residential (New), Residential (Existing) | Heating (Equip.), Cooling (Equip.) | 4.6929 | 10.5985 | 27.7656 | 1354.7158 | 74.1957 | 73.9665 | 73.5499 | 72.9467 | 72.3675 | 71.8275 | 71.4884 | 71.353 | 70.9999 | 70.8468 | 70.7685 | 70.7581 | 70.6637 | 70.336 | 69.9899 | 69.8332 | 69.8084 | 70.056 | 70.2764 | 70.5882 | 70.9545 | 71.1703 | 71.5167 | 71.9241 | 72.3582 | 72.8778
Best Res. ASHP, Env., PC (EE+DF-LFL) CC | Efficient uncompeted | Northwest, Great Basin, Rocky Mountains, Upper Midwest, Lakes/Mid-Atl., Northeast | Residential (New), Residential (Existing) | Heating (Equip.), Cooling (Equip.) | 4.6929 | 10.5985 | 27.7656 | 1354.7158 | 24.5078 | 24.5805 | 24.5945 | 24.549 | 24.5124 | 24.4842 | 24.5223 | 24.6354 | 24.6696 | 24.7725 | 24.9036 | 25.0541 | 25.1751 | 25.2114 | 25.2404 | 25.3372 | 25.4772 | 25.7233 | 25.9598 | 26.2352 | 26.5333 | 26.7727 | 27.0597 | 27.3719 | 27.6969 | 28.051
Best Res. ASHP, Env., PC (EE+DF-LFL) CC | Baseline competed | Northwest, Great Basin, Rocky Mountains, Upper Midwest, Lakes/Mid-Atl., Northeast | Residential (New), Residential (Existing) | Heating (Equip.), Cooling (Equip.) | 4.6929 | 10.5985 | 27.7656 | 1354.7158 | 0.0074524 | 0.0076709 | 0.0079002 | 0.0081693 | 0.0084597 | 0.0034153 | 0.0035324 | 0.0036458 | 0.27958 | 0.27519 | 0.31639 | 0.31272 | 0.31084 | 0.30678 | 0.30318 | 0.19331 | 0.19286 | 0.19362 | 0.19489 | 0.1978 | 0.20774 | 0.20911 | 0.21155 | 0.21276 | 0.21863 | 0.231
Best Res. ASHP, Env., PC (EE+DF-LFL) CC | Efficient competed | Northwest, Great Basin, Rocky Mountains, Upper Midwest, Lakes/Mid-Atl., Northeast | Residential (New), Residential (Existing) | Heating (Equip.), Cooling (Equip.) | 4.6929 | 10.5985 | 27.7656 | 1354.7158 | 0.0037914 | 0.0039023 | 0.004018 | 0.004154 | 0.0043006 | 0.0017325 | 0.0017916 | 0.0018488 | 0.13453 | 0.13255 | 0.15261 | 0.15097 | 0.15021 | 0.14837 | 0.14674 | 0.092783 | 0.092676 | 0.093157 | 0.093894 | 0.095436 | 0.10036 | 0.10115 | 0.10247 | 0.10317 | 0.10617 | 0.11233
Best Res. ASHP, Env., PC (EE+DF-RST) | Baseline uncompeted | California, Upper Midwest, Lower Midwest, Texas, Southwest, Southeast | Residential (New), Residential (Existing) | Heating (Equip.), Cooling (Equip.) | -0.6334 | 15.7882 | 33.6563 | 2192.0426 | 280.8644 | 281.1752 | 281.0997 | 280.4843 | 279.5483 | 278.3473 | 277.798 | 278.3547 | 278.0043 | 278.2757 | 278.5796 | 279.1259 | 279.1675 | 278.5494 | 277.9346 | 277.9213 | 278.2777 | 279.3689 | 280.314 | 281.446 | 283.0021 | 284.1969 | 285.8253 | 287.5341 | 288.9268 | 290.82
Best Res. ASHP, Env., PC (EE+DF-RST) | Efficient uncompeted | California, Upper Midwest, Lower Midwest, Texas, Southwest, Southeast | Residential (New), Residential (Existing) | Heating (Equip.), Cooling (Equip.) | -0.6334 | 15.7882 | 33.6563 | 2192.0426 | 87.6411 | 88.2008 | 88.667 | 88.9796 | 89.2126 | 89.3708 | 89.751 | 90.5082 | 91.0059 | 91.7467 | 92.4929 | 93.3598 | 94.0735 | 94.5847 | 95.1053 | 95.7968 | 96.5961 | 97.6281 | 98.6002 | 99.6622 | 100.8849 | 102.012 | 103.3114 | 104.6388 | 105.8368 | 107.2025
Best Res. ASHP, Env., PC (EE+DF-RST) | Baseline competed | California, Upper Midwest, Lower Midwest, Texas, Southwest, Southeast | Residential (New), Residential (Existing) | Heating (Equip.), Cooling (Equip.) | -0.6334 | 15.7882 | 33.6563 | 2192.0426 | 0.1243 | 0.1327 | 0.14187 | 0.15131 | 0.16197 | 0.0031513 | 0.0033321 | 0.0035421 | 0.16926 | 0.16473 | 0.1925 | 0.18877 | 0.18488 | 0.18105 | 0.17698 | 0.10783 | 0.10647 | 0.10735 | 0.10746 | 0.1077 | 0.11465 | 0.11728 | 0.1187 | 0.1193 | 0.12044 | 0.12716
Best Res. ASHP, Env., PC (EE+DF-RST) | Efficient competed | California, Upper Midwest, Lower Midwest, Texas, Southwest, Southeast | Residential (New), Residential (Existing) | Heating (Equip.), Cooling (Equip.) | -0.6334 | 15.7882 | 33.6563 | 2192.0426 | 0.038787 | 0.041626 | 0.044748 | 0.048001 | 0.051689 | 0.0010064 | 0.0010705 | 0.001145 | 0.050067 | 0.049065 | 0.057638 | 0.056916 | 0.056146 | 0.055385 | 0.054581 | 0.033663 | 0.033511 | 0.034021 | 0.034304 | 0.034638 | 0.037136 | 0.038253 | 0.039003 | 0.039493 | 0.040154 | 0.042663
Best Res. ASHP, Env., PC (EE+DF-RST) CC | Baseline uncompeted | Northwest, Great Basin, Rocky Mountains, Upper Midwest, Lakes/Mid-Atl., Northeast | Residential (New), Residential (Existing) | Heating (Equip.), Cooling (Equip.) | -0.3785 | 15.4642 | 35.978 | 1965.0945 | 158.1315 | 157.8012 | 156.9183 | 155.4908 | 154.0537 | 152.7138 | 151.7932 | 151.2428 | 150.3466 | 149.8551 | 149.3121 | 148.8477 | 148.0489 | 146.8664 | 145.5803 | 144.6077 | 143.8918 | 143.6753 | 143.4287 | 143.3195 | 143.3172 | 143.0345 | 142.9582 | 142.9939 | 142.9964 | 143.2034
Best Res. ASHP, Env., PC (EE+DF-RST) CC | Efficient uncompeted | Northwest, Great Basin, Rocky Mountains, Upper Midwest, Lakes/Mid-Atl., Northeast | Residential (New), Residential (Existing) | Heating (Equip.), Cooling (Equip.) | -0.3785 | 15.4642 | 35.978 | 1965.0945 | 47.3176 | 47.4607 | 47.4511 | 47.286 | 47.1239 | 46.9893 | 46.989 | 47.1182 | 47.1601 | 47.343 | 47.5105 | 47.6915 | 47.7847 | 47.7604 | 47.6973 | 47.7331 | 47.8497 | 48.1395 | 48.4253 | 48.7634 | 49.1431 | 49.4285 | 49.778 | 50.1732 | 50.555 | 51.0074
Best Res. ASHP, Env., PC (EE+DF-RST) CC | Baseline competed | Northwest, Great Basin, Rocky Mountains, Upper Midwest, Lakes/Mid-Atl., Northeast | Residential (New), Residential (Existing) | Heating (Equip.), Cooling (Equip.) | -0.3785 | 15.4642 | 35.978 | 1965.0945 | 0.0085477 | 0.0090531 | 0.0095534 | 0.010014 | 0.010463 | 0.0043353 | 0.0044413 | 0.004522 | 0.2471 | 0.23786 | 0.27876 | 0.27002 | 0.2616 | 0.2518 | 0.23924 | 0.1546 | 0.1491 | 0.14512 | 0.14198 | 0.13934 | 0.14608 | 0.14258 | 0.1404 | 0.13687 | 0.13663 | 0.14114
Best Res. ASHP, Env., PC (EE+DF-RST) CC | Efficient competed | Northwest, Great Basin, Rocky Mountains, Upper Midwest, Lakes/Mid-Atl., Northeast | Residential (New), Residential (Existing) | Heating (Equip.), Cooling (Equip.) | -0.3785 | 15.4642 | 35.978 | 1965.0945 | 0.0025577 | 0.0027228 | 0.0028889 | 0.0030452 | 0.0032006 | 0.0013264 | 0.0013663 | 0.0013992 | 0.065213 | 0.062932 | 0.073903 | 0.071723 | 0.069707 | 0.067347 | 0.064164 | 0.042853 | 0.041518 | 0.040594 | 0.039898 | 0.039342 | 0.041447 | 0.040622 | 0.040161 | 0.039326 | 0.039403 | 0.040791
Best Res. Clothes Dryer (EE+DF) | Baseline uncompeted | Northwest, Great Basin, California, Rocky Mountains, Upper Midwest, Lower Midwest, Lakes/Mid-Atl., Texas, Southwest, Southeast, Northeast | Residential (New), Residential (Existing) | Other | 4.6973 | 9.5671 | 22.3812 | 1746.8505 | 193.9264 | 196.925 | 199.4806 | 201.5966 | 203.612 | 205.6437 | 208.1951 | 211.3368 | 213.5794 | 216.4281 | 219.2384 | 222.1902 | 224.4736 | 226.0788 | 227.5555 | 229.4041 | 231.5553 | 234.3307 | 236.9523 | 239.7225 | 242.6513 | 245.061 | 247.7853 | 250.5801 | 253.1883 | 256.1421
Best Res. Clothes Dryer (EE+DF) | Efficient uncompeted | Northwest, Great Basin, California, Rocky Mountains, Upper Midwest, Lower Midwest, Lakes/Mid-Atl., Texas, Southwest, Southeast, Northeast | Residential (New), Residential (Existing) | Other | 4.6973 | 9.5671 | 22.3812 | 1746.8505 | 90.468 | 91.8607 | 93.0478 | 94.0299 | 94.9654 | 95.9098 | 97.0969 | 98.5585 | 99.6012 | 100.9268 | 102.235 | 103.6089 | 104.6709 | 105.4164 | 106.1012 | 106.9593 | 107.9588 | 109.2499 | 110.4695 | 111.7586 | 113.1213 | 114.2416 | 115.5087 | 116.8085 | 118.022 | 119.3961
Best Res. Clothes Dryer (EE+DF) | Baseline competed | Northwest, Great Basin, California, Rocky Mountains, Upper Midwest, Lower Midwest, Lakes/Mid-Atl., Texas, Southwest, Southeast, Northeast | Residential (New), Residential (Existing) | Other | 4.6973 | 9.5671 | 22.3812 | 1746.8505 | 2.9307e-13 | 0 | 0 | 0 | 0 | 0 | 0 | 0 | 0 | 0 | 0 | 0 | 0 | 0 | 0 | 0 | 0 | 0 | 0 | 0 | 0 | 0 | 0 | 0 | 0 | -2.9307e-13
Best Res. Clothes Dryer (EE+DF) | Efficient competed | Northwest, Great Basin, California, Rocky Mountains, Upper Midwest, Lower Midwest, Lakes/Mid-Atl., Texas, Southwest, Southeast, Northeast | Residential (New), Residential (Existing) | Other | 4.6973 | 9.5671 | 22.3812 | 1746.8505 | 0 | 0 | 0 | 0 | 0 | 0 | 0 | 0 | 0 | 0 | 0 | 0 | 0 | 0 | 0 | 0 | 0 | 0 | 0 | 0 | 0 | 0 | 0 | 0 | 0 | 0
Best Res. Clothes Washer (EE+DF) | Baseline uncompeted | Northwest, Great Basin, California, Rocky Mountains, Upper Midwest, Lower Midwest, Lakes/Mid-Atl., Texas, Southwest, Southeast, Northeast | Residential (New), Residential (Existing) | Other | -21.7229 | 82.3855 | 248.1534 | 24286.2603 | 31.4363 | 31.5219 | 31.5842 | 31.6261 | 31.7047 | 31.8575 | 32.1291 | 32.4988 | 32.7787 | 33.1492 | 33.4587 | 33.7612 | 33.9795 | 34.1282 | 34.2609 | 34.449 | 34.6728 | 34.972 | 35.2301 | 35.503 | 35.7972 | 35.995 | 36.2199 | 36.4507 | 36.6445 | 36.86
Best Res. Clothes Washer (EE+DF) | Efficient uncompeted | Northwest, Great Basin, California, Rocky Mountains, Upper Midwest, Lower Midwest, Lakes/Mid-Atl., Texas, Southwest, Southeast, Northeast | Residential (New), Residential (Existing) | Other | -21.7229 | 82.3855 | 248.1534 | 24286.2603 | 25.7812 | 25.8514 | 25.9026 | 25.9371 | 26.0016 | 26.127 | 26.3498 | 26.6531 | 26.8828 | 27.1867 | 27.4406 | 27.6888 | 27.8678 | 27.9899 | 28.0988 | 28.2531 | 28.4368 | 28.6822 | 28.8939 | 29.1178 | 29.3591 | 29.5214 | 29.706 | 29.8953 | 30.0543 | 30.2311
Best Res. Clothes Washer (EE+DF) | Baseline competed | Northwest, Great Basin, California, Rocky Mountains, Upper Midwest, Lower Midwest, Lakes/Mid-Atl., Texas, Southwest, Southeast, Northeast | Residential (New), Residential (Existing) | Other | -21.7229 | 82.3855 | 248.1534 | 24286.2603 | 0.0037906 | 0.0037828 | 0.0037753 | 0.003771 | 0.0037771 | 0.0028956 | 0.002912 | 0.0029383 | 0.0029627 | 0.0029944 | 0.0029948 | 0.0030162 | 0.0030316 | 0.0030426 | 0.00305 | 0.0030624 | 0.0030759 | 0.0030932 | 0.0031073 | 0.0031225 | 0.0030736 | 0.0030818 | 0.0030897 | 0.0030994 | 0.0031018 | 0.0030995
Best Res. Clothes Washer (EE+DF) | Efficient competed | Northwest, Great Basin, California, Rocky Mountains, Upper Midwest, Lower Midwest, Lakes/Mid-Atl., Texas, Southwest, Southeast, Northeast | Residential (New), Residential (Existing) | Other | -21.7229 | 82.3855 | 248.1534 | 24286.2603 | 0.0031087 | 0.0031023 | 0.0030962 | 0.0030926 | 0.0030977 | 0.0023747 | 0.0023882 | 0.0024098 | 0.0024298 | 0.0024558 | 0.0024561 | 0.0024737 | 0.0024863 | 0.0024954 | 0.0025014 | 0.0025116 | 0.0025227 | 0.0025369 | 0.0025484 | 0.0025609 | 0.0025209 | 0.0025275 | 0.0025341 | 0.002542 | 0.002544 | 0.0025421
Best Res. Dishwasher (EE+DF) | Baseline uncompeted | Northwest, Great Basin, California, Rocky Mountains, Upper Midwest, Lower Midwest, Lakes/Mid-Atl., Texas, Southwest, Southeast, Northeast | Residential (New), Residential (Existing) | Other | -13.0687 | 54.8832 | 176.108 | 12151.3984 | 23.6209 | 23.8215 | 23.9912 | 24.17 | 24.4018 | 24.7033 | 25.1244 | 25.6522 | 26.1421 | 26.7393 | 27.2866 | 27.8274 | 28.2981 | 28.7094 | 29.1054 | 29.5465 | 30.0173 | 30.5535 | 31.054 | 31.5676 | 32.1002 | 32.5459 | 33.0147 | 33.488 | 33.9259 | 34.382
Best Res. Dishwasher (EE+DF) | Efficient uncompeted | Northwest, Great Basin, California, Rocky Mountains, Upper Midwest, Lower Midwest, Lakes/Mid-Atl., Texas, Southwest, Southeast, Northeast | Residential (New), Residential (Existing) | Other | -13.0687 | 54.8832 | 176.108 | 12151.3984 | 12.501 | 12.6048 | 12.6922 | 12.7844 | 12.9048 | 13.0623 | 13.2831 | 13.5603 | 13.8176 | 14.1318 | 14.4196 | 14.704 | 14.9512 | 15.1672 | 15.375 | 15.6066 | 15.854 | 16.1359 | 16.399 | 16.669 | 16.9491 | 17.1833 | 17.4297 | 17.6785 | 17.9086 | 18.1482
Best Res. Dishwasher (EE+DF) | Baseline competed | Northwest, Great Basin, California, Rocky Mountains, Upper Midwest, Lower Midwest, Lakes/Mid-Atl., Texas, Southwest, Southeast, Northeast | Residential (New), Residential (Existing) | Other | -13.0687 | 54.8832 | 176.108 | 12151.3984 | 0.00016969 | 0.00015574 | 0.00014359 | 0.00013344 | 0.00012541 | 0.00011779 | 0.00011315 | 0.00010942 | 0.00010666 | 0.00010453 | 9.844e-05 | 9.5908e-05 | 9.3379e-05 | 9.0961e-05 | 8.8434e-05 | 8.583e-05 | 8.36e-05 | 8.1485e-05 | 7.9415e-05 | 7.7438e-05 | 7.3794e-05 | 7.1724e-05 | 6.9622e-05 | 6.7744e-05 | 6.5626e-05 | 6.3274e-05
Best Res. Dishwasher (EE+DF) | Efficient competed | Northwest, Great Basin, California, Rocky Mountains, Upper Midwest, Lower Midwest, Lakes/Mid-Atl., Texas, Southwest, Southeast, Northeast | Residential (New), Residential (Existing) | Other | -13.0687 | 54.8832 | 176.108 | 12151.3984 | 8.9805e-05 | 8.2407e-05 | 7.5962e-05 | 7.0583e-05 | 6.6324e-05 | 6.2286e-05 | 5.9819e-05 | 5.7844e-05 | 5.6375e-05 | 5.5243e-05 | 5.2021e-05 | 5.0677e-05 | 4.9337e-05 | 4.8055e-05 | 4.6715e-05 | 4.5336e-05 | 4.4154e-05 | 4.3034e-05 | 4.1937e-05 | 4.0891e-05 | 3.8964e-05 | 3.7868e-05 | 3.6756e-05 | 3.5762e-05 | 3.4642e-05 | 3.3399e-05
Best Res. GSHP (FS) | Baseline uncompeted | Northwest, Great Basin, California, Rocky Mountains, Upper Midwest, Lower Midwest, Lakes/Mid-Atl., Texas, Southwest, Southeast, Northeast | Residential (New), Residential (Existing) | Heating (Equip.), Cooling (Equip.) | -16.4479 | 69.1669 | 109.6837 | 1387.8262 | 1496.1612 | 1500.2253 | 1501.7275 | 1500.7957 | 1496.9537 | 1491.6338 | 1486.4574 | 1482.6551 | 1480.9651 | 1479.5332 | 1478.4189 | 1478.6594 | 1478.9173 | 1478.3513 | 1478.3915 | 1479.4649 | 1481.0955 | 1484.0027 | 1487.2757 | 1491.5785 | 1496.2178 | 1499.5241 | 1503.9152 | 1509.0616 | 1513.7387 | 1518.8022
Best Res. GSHP (FS) | Efficient uncompeted | Northwest, Great Basin, California, Rocky Mountains, Upper Midwest, Lower Midwest, Lakes/Mid-Atl., Texas, Southwest, Southeast, Northeast | Residential (New), Residential (Existing) | Heating (Equip.), Cooling (Equip.) | -16.4479 | 69.1669 | 109.6837 | 1387.8262 | 851.8959 | 851.2773 | 848.8071 | 844.4715 | 839.3466 | 834.7388 | 832.7232 | 833.4296 | 833.4318 | 835.4554 | 836.5365 | 838.2774 | 838.4998 | 837.0583 | 835.7816 | 836.111 | 837.4412 | 840.9455 | 843.9851 | 847.9304 | 852.5207 | 854.9035 | 858.4144 | 862.4916 | 865.7105 | 869.5917
Best Res. GSHP (FS) | Baseline competed | Northwest, Great Basin, California, Rocky Mountains, Upper Midwest, Lower Midwest, Lakes/Mid-Atl., Texas, Southwest, Southeast, Northeast | Residential (New), Residential (Existing) | Heating (Equip.), Cooling (Equip.) | -16.4479 | 69.1669 | 109.6837 | 1387.8262 | 2.019e-09 | 2.2358e-09 | 2.4395e-09 | 2.6297e-09 | 2.8173e-09 | 4.103e-12 | 4.9822e-12 | 1.1723e-12 | 2.6376e-12 | 5.8614e-13 | 8.7921e-13 | 8.7921e-13 | 1.4654e-12 | -5.8614e-13 | -8.7921e-13 | 2.9307e-13 | 1.7584e-12 | -5.8614e-13 | 2.9307e-12 | -1.4654e-12 | 2.9307e-13 | 2.0515e-12 | 8.7921e-13 | 2.6376e-12 | -2.9307e-13 | -5.8614e-13
Best Res. GSHP (FS) | Efficient competed | Northwest, Great Basin, California, Rocky Mountains, Upper Midwest, Lower Midwest, Lakes/Mid-Atl., Texas, Southwest, Southeast, Northeast | Residential (New), Residential (Existing) | Heating (Equip.), Cooling (Equip.) | -16.4479 | 69.1669 | 109.6837 | 1387.8262 | 6.7582e-10 | 8.0799e-10 | 9.4486e-10 | 1.0803e-09 | 1.2224e-09 | 2.3446e-12 | 3.2238e-12 | 3.2238e-12 | 1.7584e-12 | -2.0515e-12 | 5.8614e-13 | 0 | -8.7921e-13 | -1.1723e-12 | 2.0515e-12 | -8.7921e-13 | -8.7921e-13 | -1.4654e-12 | -2.9307e-13 | 2.6376e-12 | 1.4654e-12 | 0 | 5.8614e-13 | 0 | 1.1723e-12 | 2.9307e-13
Best Res. GSHP (LFL) | Baseline uncompeted | Northwest, Great Basin, California, Rocky Mountains, Upper Midwest, Lower Midwest, Lakes/Mid-Atl., Texas, Southwest, Southeast, Northeast | Residential (New), Residential (Existing) | Heating (Equip.), Cooling (Equip.) | 999 | 0 | -12.7543 | -791.2073 | 17.3423 | 18.2123 | 19.0438 | 19.8253 | 20.5996 | 21.3714 | 22.201 | 23.1019 | 23.9773 | 24.9052 | 25.9914 | 27.1015 | 28.1358 | 29.088 | 29.9992 | 30.9778 | 31.9811 | 33.061 | 34.1059 | 35.1649 | 36.245 | 37.2483 | 38.2986 | 39.3509 | 40.3665 | 41.423
Best Res. GSHP (LFL) | Efficient uncompeted | Northwest, Great Basin, California, Rocky Mountains, Upper Midwest, Lower Midwest, Lakes/Mid-Atl., Texas, Southwest, Southeast, Northeast | Residential (New), Residential (Existing) | Heating (Equip.), Cooling (Equip.) | 999 | 0 | -12.7543 | -791.2073 | 13.9564 | 14.6736 | 15.3618 | 16.0118 | 16.6578 | 17.3037 | 17.998 | 18.752 | 19.4872 | 20.2663 | 21.1762 | 22.1082 | 22.9804 | 23.7878 | 24.5636 | 25.3968 | 26.2526 | 27.1727 | 28.066 | 28.9731 | 29.8996 | 30.765 | 31.6711 | 32.5806 | 33.4607 | 34.3761
Best Res. GSHP (LFL) | Baseline competed | Northwest, Great Basin, California, Rocky Mountains, Upper Midwest, Lower Midwest, Lakes/Mid-Atl., Texas, Southwest, Southeast, Northeast | Residential (New), Residential (Existing) | Heating (Equip.), Cooling (Equip.) | 999 | 0 | -12.7543 | -791.2073 | 17.0795 | 17.9097 | 18.7013 | 19.4426 | 20.1772 | 20.9093 | 21.6988 | 22.5584 | 23.1834 | 23.7862 | 21.0528 | 22.3628 | 23.61 | 24.7925 | 25.919 | 27.0977 | 28.2845 | 29.5177 | 30.7087 | 31.9017 | 33.1125 | 34.2357 | 35.3935 | 36.555 | 37.6617 | 38.8011
Best Res. GSHP (LFL) | Efficient competed | Northwest, Great Basin, California, Rocky Mountains, Upper Midwest, Lower Midwest, Lakes/Mid-Atl., Texas, Southwest, Southeast, Northeast | Residential (New), Residential (Existing) | Heating (Equip.), Cooling (Equip.) | 999 | 0 | -12.7543 | -791.2073 | 13.7449 | 14.4298 | 15.0855 | 15.7026 | 16.3163 | 16.9296 | 17.591 | 18.3109 | 18.842 | 19.3557 | 17.1525 | 18.2425 | 19.2839 | 20.275 | 21.2227 | 22.2157 | 23.2181 | 24.2605 | 25.2704 | 26.2844 | 27.3155 | 28.2767 | 29.2687 | 30.2657 | 31.2186 | 32.2002
Best Res. GSHP (RST) | Baseline uncompeted | Northwest, Great Basin, California, Rocky Mountains, Upper Midwest, Lower Midwest, Lakes/Mid-Atl., Texas, Southwest, Southeast, Northeast | Residential (New), Residential (Existing) | Heating (Equip.), Cooling (Equip.) | -13.9267 | 51.4326 | 98.1281 | 6374.9544 | 439.169 | 439.1457 | 438.1834 | 436.1364 | 433.7591 | 431.2142 | 429.7409 | 429.7442 | 428.4941 | 428.2711 | 428.0289 | 428.1081 | 427.3479 | 425.544 | 423.6397 | 422.6509 | 422.2887 | 423.1611 | 423.8572 | 424.8779 | 426.4297 | 427.3396 | 428.8898 | 430.6324 | 432.0257 | 434.1243
Best Res. GSHP (RST) | Efficient uncompeted | Northwest, Great Basin, California, Rocky Mountains, Upper Midwest, Lower Midwest, Lakes/Mid-Atl., Texas, Southwest, Southeast, Northeast | Residential (New), Residential (Existing) | Heating (Equip.), Cooling (Equip.) | -13.9267 | 51.4326 | 98.1281 | 6374.9544 | 158.3977 | 159.4172 | 160.2214 | 160.695 | 161.0783 | 161.4033 | 162.1583 | 163.5289 | 164.4974 | 165.9352 | 167.3729 | 168.981 | 170.3112 | 171.2646 | 172.183 | 173.4194 | 174.8745 | 176.8172 | 178.6835 | 180.7321 | 183.0363 | 185.1226 | 187.4977 | 189.9635 | 192.244 | 194.8179
Best Res. GSHP (RST) | Baseline competed | Northwest, Great Basin, California, Rocky Mountains, Upper Midwest, Lower Midwest, Lakes/Mid-Atl., Texas, Southwest, Southeast, Northeast | Residential (New), Residential (Existing) | Heating (Equip.), Cooling (Equip.) | -13.9267 | 51.4326 | 98.1281 | 6374.9544 | 2.0631e-05 | 1.9309e-05 | 1.8173e-05 | 1.7046e-05 | 1.6138e-05 | 6.5532e-07 | 6.1161e-07 | 5.7557e-07 | 6.5097e-06 | 1.4128e-06 | 5.7852e-10 | 5.5683e-10 | 5.3309e-10 | 5.0701e-10 | 4.8532e-10 | 2.8955e-10 | 2.7666e-10 | 2.6816e-10 | 2.5966e-10 | 2.5087e-10 | 2.4383e-10 | 2.3915e-10 | 2.3446e-10 | 2.283e-10 | 2.2508e-10 | 2.2537e-10
Best Res. GSHP (RST) | Efficient competed | Northwest, Great Basin, California, Rocky Mountains, Upper Midwest, Lower Midwest, Lakes/Mid-Atl., Texas, Southwest, Southeast, Northeast | Residential (New), Residential (Existing) | Heating (Equip.), Cooling (Equip.) | -13.9267 | 51.4326 | 98.1281 | 6374.9544 | 7.8472e-06 | 7.3846e-06 | 6.9932e-06 | 6.6009e-06 | 6.2918e-06 | 2.2762e-07 | 2.1429e-07 | 2.0332e-07 | 1.8763e-06 | 4.092e-07 | 1.6852e-10 | 1.6295e-10 | 1.5709e-10 | 1.5034e-10 | 1.4478e-10 | 8.9093e-11 | 8.6163e-11 | 8.4404e-11 | 8.2353e-11 | 8.0594e-11 | 7.8543e-11 | 7.7957e-11 | 7.7077e-11 | 7.5612e-11 | 7.5319e-11 | 7.5612e-11
Best Res. HPWH (EE+DF) | Baseline uncompeted | Northwest, Great Basin, California, Rocky Mountains, Upper Midwest, Lower Midwest, Lakes/Mid-Atl., Texas, Southwest, Southeast, Northeast | Residential (New), Residential (Existing) | Water Heating | 17.3596 | 5.2385 | 9.9957 | 733.9379 | 489.338 | 486.2228 | 482.5331 | 477.9364 | 473.2796 | 468.8278 | 465.8347 | 464.4077 | 463.5805 | 464.6804 | 466.8748 | 469.364 | 470.7098 | 470.8768 | 470.7507 | 471.4486 | 472.8178 | 475.5047 | 477.8676 | 480.4499 | 483.304 | 485.1431 | 487.5654 | 490.1633 | 492.4592 | 495.4665
Best Res. HPWH (EE+DF) | Efficient uncompeted | Northwest, Great Basin, California, Rocky Mountains, Upper Midwest, Lower Midwest, Lakes/Mid-Atl., Texas, Southwest, Southeast, Northeast | Residential (New), Residential (Existing) | Water Heating | 17.3596 | 5.2385 | 9.9957 | 733.9379 | 209.7634 | 208.4297 | 206.8621 | 204.9096 | 202.9317 | 201.0449 | 199.784 | 199.1922 | 198.8566 | 199.3379 | 200.2704 | 201.3307 | 201.9002 | 201.9635 | 201.9007 | 202.1915 | 202.7712 | 203.9182 | 204.9286 | 206.0352 | 207.2577 | 208.0423 | 209.0775 | 210.1873 | 211.1686 | 212.4536
Best Res. HPWH (EE+DF) | Baseline competed | Northwest, Great Basin, California, Rocky Mountains, Upper Midwest, Lower Midwest, Lakes/Mid-Atl., Texas, Southwest, Southeast, Northeast | Residential (New), Residential (Existing) | Water Heating | 17.3596 | 5.2385 | 9.9957 | 733.9379 | 8.8214e-10 | 1.0838e-09 | 1.3153e-09 | 1.5755e-09 | 1.8604e-09 | 2.0735e-09 | 2.4023e-09 | 2.7871e-09 | 5.0419e-05 | 5.0824e-05 | 4.8423e-05 | 4.9029e-05 | 4.9341e-05 | 4.93e-05 | 4.9444e-05 | 4.9894e-05 | 5.0372e-05 | 5.1211e-05 | 5.2101e-05 | 5.2974e-05 | 5.4517e-05 | 5.5634e-05 | 5.6913e-05 | 5.8116e-05 | 5.9598e-05 | 6.2308e-05
Best Res. HPWH (EE+DF) | Efficient competed | Northwest, Great Basin, California, Rocky Mountains, Upper Midwest, Lower Midwest, Lakes/Mid-Atl., Texas, Southwest, Southeast, Northeast | Residential (New), Residential (Existing) | Water Heating | 17.3596 | 5.2385 | 9.9957 | 733.9379 | 3.7806e-10 | 4.6452e-10 | 5.6387e-10 | 6.7553e-10 | 7.9774e-10 | 8.8917e-10 | 1.0301e-09 | 1.1957e-09 | 2.1628e-05 | 2.1802e-05 | 2.0771e-05 | 2.1031e-05 | 2.1163e-05 | 2.1145e-05 | 2.1206e-05 | 2.1398e-05 | 2.1602e-05 | 2.1962e-05 | 2.2343e-05 | 2.2717e-05 | 2.3379e-05 | 2.3857e-05 | 2.4406e-05 | 2.4921e-05 | 2.5556e-05 | 2.6717e-05
Best Res. HPWH (EE+DF-FS) | Baseline uncompeted | Northwest, Great Basin, California, Rocky Mountains, Upper Midwest, Lower Midwest, Lakes/Mid-Atl., Texas, Southwest, Southeast, Northeast | Residential (New), Residential (Existing) | Water Heating | 4.9652 | 10.4041 | 11.1609 | 131.2246 | 319.1047 | 323.362 | 327.4995 | 331.564 | 334.9628 | 338.0171 | 340.4013 | 342.5426 | 344.6371 | 346.5948 | 348.5385 | 350.5159 | 352.3682 | 353.9391 | 355.6175 | 357.2528 | 358.8099 | 360.4276 | 362.2697 | 364.3573 | 366.3516 | 367.5484 | 369.0885 | 371.08 | 373.247 | 375.2877
Best Res. HPWH (EE+DF-FS) | Efficient uncompeted | Northwest, Great Basin, California, Rocky Mountains, Upper Midwest, Lower Midwest, Lakes/Mid-Atl., Texas, Southwest, Southeast, Northeast | Residential (New), Residential (Existing) | Water Heating | 4.9652 | 10.4041 | 11.1609 | 131.2246 | 179.9282 | 181.2079 | 182.2682 | 183.1124 | 183.7761 | 184.6077 | 185.7682 | 187.3462 | 188.3926 | 189.9046 | 191.0692 | 192.2095 | 192.8166 | 192.8961 | 192.97 | 193.3307 | 193.8594 | 194.873 | 195.7958 | 196.9482 | 198.1788 | 198.469 | 199.1016 | 200.0235 | 200.849 | 201.7334
Best Res. HPWH (EE+DF-FS) | Baseline competed | Northwest, Great Basin, California, Rocky Mountains, Upper Midwest, Lower Midwest, Lakes/Mid-Atl., Texas, Southwest, Southeast, Northeast | Residential (New), Residential (Existing) | Water Heating | 4.9652 | 10.4041 | 11.1609 | 131.2246 | 1.5934e-09 | 1.4744e-09 | 1.4161e-09 | 1.3938e-09 | 1.4876e-09 | 1.2675e-09 | 1.3801e-09 | 1.4771e-09 | 7.0881e-05 | 7.0009e-05 | 6.2058e-05 | 6.1297e-05 | 6.1238e-05 | 6.1625e-05 | 5.8787e-05 | 5.8553e-05 | 5.8584e-05 | 5.7735e-05 | 5.615e-05 | 5.4446e-05 | 5.6463e-05 | 6.4334e-05 | 6.4971e-05 | 6.3963e-05 | 6.5924e-05 | 7.065e-05
Best Res. HPWH (EE+DF-FS) | Efficient competed | Northwest, Great Basin, California, Rocky Mountains, Upper Midwest, Lower Midwest, Lakes/Mid-Atl., Texas, Southwest, Southeast, Northeast | Residential (New), Residential (Existing) | Water Heating | 4.9652 | 10.4041 | 11.1609 | 131.2246 | 9.0441e-10 | 8.3261e-10 | 7.9481e-10 | 7.7634e-10 | 8.2294e-10 | 6.9663e-10 | 7.5788e-10 | 8.1298e-10 | 3.8845e-05 | 3.8461e-05 | 3.411e-05 | 3.3705e-05 | 3.3603e-05 | 3.3681e-05 | 3.1997e-05 | 3.1785e-05 | 3.1752e-05 | 3.1318e-05 | 3.0451e-05 | 2.9536e-05 | 3.0654e-05 | 3.4848e-05 | 3.5158e-05 | 3.459e-05 | 3.5586e-05 | 3.8093e-05
Best Res. N-Elec. Env. | Baseline uncompeted | Northwest, Great Basin, California, Rocky Mountains, Upper Midwest, Lower Midwest, Lakes/Mid-Atl., Texas, Southwest, Southeast, Northeast | Residential (New), Residential (Existing) | Heating (Equip.) | 45.4841 | 2.1983 | 3.2933 | 61.6558 | 1354.0815 | 1348.4029 | 1341.123 | 1332.4264 | 1321.5431 | 1309.5188 | 1297.0018 | 1284.4846 | 1274.9205 | 1264.3519 | 1254.0823 | 1244.5702 | 1235.7292 | 1226.8303 | 1218.6805 | 1211.0707 | 1203.8454 | 1196.8943 | 1190.6398 | 1184.8994 | 1179.02 | 1172.3979 | 1166.1464 | 1160.3542 | 1154.5913 | 1148.5392
Best Res. N-Elec. Env. | Efficient uncompeted | Northwest, Great Basin, California, Rocky Mountains, Upper Midwest, Lower Midwest, Lakes/Mid-Atl., Texas, Southwest, Southeast, Northeast | Residential (New), Residential (Existing) | Heating (Equip.) | 45.4841 | 2.1983 | 3.2933 | 61.6558 | 375.3761 | 376.8283 | 377.7551 | 378.2165 | 377.9792 | 377.2766 | 376.3058 | 375.2108 | 374.8299 | 374.01 | 373.1804 | 372.5018 | 371.9435 | 371.2961 | 370.7999 | 370.4253 | 370.1238 | 369.8307 | 369.6992 | 369.6739 | 369.5642 | 369.17 | 368.8355 | 368.5867 | 368.2919 | 367.8535
Best Res. N-Elec. Env. | Baseline competed | Northwest, Great Basin, California, Rocky Mountains, Upper Midwest, Lower Midwest, Lakes/Mid-Atl., Texas, Southwest, Southeast, Northeast | Residential (New), Residential (Existing) | Heating (Equip.) | 45.4841 | 2.1983 | 3.2933 | 61.6558 | 1310.3541 | 1297.1791 | 1284.4396 | 1270.726 | 1258.2583 | 1159.3432 | 1150.5586 | 1140.9123 | 1157.0322 | 1146.7193 | 1136.3887 | 1125.3568 | 1115.8265 | 1107.3477 | 1096.7017 | 145.2018 | 149.9371 | 154.8574 | 162.9511 | 172.5702 | 179.3693 | 188.5155 | 203.2653 | 214.9528 | 236.9478 | 264.1799
Best Res. N-Elec. Env. | Efficient competed | Northwest, Great Basin, California, Rocky Mountains, Upper Midwest, Lower Midwest, Lakes/Mid-Atl., Texas, Southwest, Southeast, Northeast | Residential (New), Residential (Existing) | Heating (Equip.) | 45.4841 | 2.1983 | 3.2933 | 61.6558 | 363.3306 | 362.6044 | 361.8921 | 360.8172 | 359.9996 | 335.7656 | 335.419 | 334.7496 | 340.4601 | 339.5041 | 338.4522 | 337.1208 | 336.1572 | 335.4396 | 333.999 | 44.0768 | 45.7454 | 47.4786 | 50.2001 | 53.4132 | 55.7737 | 58.8815 | 63.7665 | 67.7197 | 74.9572 | 83.908
Best Res. Pool Pump (EE+DF) | Baseline uncompeted | Northwest, Great Basin, California, Rocky Mountains, Upper Midwest, Lower Midwest, Lakes/Mid-Atl., Texas, Southwest, Southeast, Northeast | Residential (New), Residential (Existing) | Other | -17.9986 | 16.729 | 48.7298 | 5382.6509 | 70.4034 | 71.0139 | 71.6645 | 72.3202 | 73.1129 | 74.0996 | 75.4504 | 77.1963 | 78.769 | 80.687 | 82.7785 | 85.0681 | 87.292 | 89.3867 | 91.5944 | 94.0875 | 96.8187 | 99.8721 | 102.8999 | 105.9961 | 109.1915 | 112.1836 | 115.3445 | 118.5396 | 121.6779 | 124.9999
Best Res. Pool Pump (EE+DF) | Efficient uncompeted | Northwest, Great Basin, California, Rocky Mountains, Upper Midwest, Lower Midwest, Lakes/Mid-Atl., Texas, Southwest, Southeast, Northeast | Residential (New), Residential (Existing) | Other | -17.9986 | 16.729 | 48.7298 | 5382.6509 | 53.6616 | 54.1286 | 54.626 | 55.1274 | 55.7329 | 56.4858 | 57.516 | 58.8477 | 60.0469 | 61.5092 | 63.1037 | 64.8494 | 66.5451 | 68.1423 | 69.826 | 71.7275 | 73.8106 | 76.1394 | 78.4488 | 80.8105 | 83.2481 | 85.5309 | 87.9424 | 90.3802 | 92.7744 | 95.3092
Best Res. Pool Pump (EE+DF) | Baseline competed | Northwest, Great Basin, California, Rocky Mountains, Upper Midwest, Lower Midwest, Lakes/Mid-Atl., Texas, Southwest, Southeast, Northeast | Residential (New), Residential (Existing) | Other | -17.9986 | 16.729 | 48.7298 | 5382.6509 | 68.9497 | 68.6443 | 68.1326 | 67.4173 | 66.9745 | 73.3346 | 74.6044 | 76.2691 | 77.9101 | 79.87 | 82.2745 | 84.5872 | 86.8472 | 88.9961 | 91.2318 | 93.7789 | 96.5342 | 99.6048 | 102.6486 | 105.7561 | 109.04 | 112.0321 | 115.19 | 118.3842 | 121.5131 | 124.8474
Best Res. Pool Pump (EE+DF) | Efficient competed | Northwest, Great Basin, California, Rocky Mountains, Upper Midwest, Lower Midwest, Lakes/Mid-Atl., Texas, Southwest, Southeast, Northeast | Residential (New), Residential (Existing) | Other | -17.9986 | 16.729 | 48.7298 | 5382.6509 | 52.5536 | 52.3224 | 51.9339 | 51.39 | 51.0538 | 55.9027 | 56.8711 | 58.1408 | 59.3921 | 60.8864 | 62.7195 | 64.4828 | 66.206 | 67.8446 | 69.5496 | 71.4922 | 73.5936 | 75.9356 | 78.2572 | 80.6275 | 83.1325 | 85.4154 | 87.8246 | 90.2617 | 92.6488 | 95.1929
Best Residential Gas Dryer | Baseline uncompeted | Northwest, Great Basin, California, Rocky Mountains, Upper Midwest, Lower Midwest, Lakes/Mid-Atl., Texas, Southwest, Southeast, Northeast | Residential (New), Residential (Existing) | Other | -21.1208 | 98.726 | 167.2512 | 3161.0517 | 12.1899 | 12.5081 | 12.8212 | 13.1168 | 13.3687 | 13.5933 | 13.8015 | 14.0065 | 14.2028 | 14.3932 | 14.5785 | 14.7653 | 14.959 | 15.1519 | 15.3577 | 15.5675 | 15.7781 | 15.9938 | 16.2189 | 16.4523 | 16.6766 | 16.8564 | 17.0483 | 17.2595 | 17.4783 | 17.6896
Best Residential Gas Dryer | Efficient uncompeted | Northwest, Great Basin, California, Rocky Mountains, Upper Midwest, Lower Midwest, Lakes/Mid-Atl., Texas, Southwest, Southeast, Northeast | Residential (New), Residential (Existing) | Other | -21.1208 | 98.726 | 167.2512 | 3161.0517 | 11.6294 | 11.933 | 12.2317 | 12.5137 | 12.7541 | 12.9684 | 13.167 | 13.3625 | 13.5498 | 13.7314 | 13.9082 | 14.0864 | 14.2713 | 14.4553 | 14.6516 | 14.8518 | 15.0527 | 15.2584 | 15.4732 | 15.6959 | 15.9099 | 16.0814 | 16.2645 | 16.466 | 16.6747 | 16.8763
Best Residential Gas Dryer | Baseline competed | Northwest, Great Basin, California, Rocky Mountains, Upper Midwest, Lower Midwest, Lakes/Mid-Atl., Texas, Southwest, Southeast, Northeast | Residential (New), Residential (Existing) | Other | -21.1208 | 98.726 | 167.2512 | 3161.0517 | 6.0949 | 6.2541 | 6.4106 | 6.5584 | 6.6844 | 6.7967 | 6.9008 | 7.0032 | 7.1014 | 7.1966 | 7.2893 | 7.3826 | 7.4795 | 7.576 | 7.6788 | 7.7838 | 7.889 | 7.9969 | 8.1095 | 8.2262 | 8.3383 | 8.4282 | 8.5241 | 8.6298 | 8.7392 | 8.8448
Best Residential Gas Dryer | Efficient competed | Northwest, Great Basin, California, Rocky Mountains, Upper Midwest, Lower Midwest, Lakes/Mid-Atl., Texas, Southwest, Southeast, Northeast | Residential (New), Residential (Existing) | Other | -21.1208 | 98.726 | 167.2512 | 3161.0517 | 5.8147 | 5.9665 | 6.1159 | 6.2569 | 6.377 | 6.4842 | 6.5835 | 6.6813 | 6.7749 | 6.8657 | 6.9541 | 7.0432 | 7.1356 | 7.2276 | 7.3258 | 7.4259 | 7.5263 | 7.6292 | 7.7366 | 7.8479 | 7.9549 | 8.0407 | 8.1322 | 8.233 | 8.3374 | 8.4381
Best Residential Gas Storage WH | Baseline uncompeted | Northwest, Great Basin, California, Rocky Mountains, Upper Midwest, Lower Midwest, Lakes/Mid-Atl., Texas, Southwest, Southeast, Northeast | Residential (New), Residential (Existing) | Water Heating | 999 | 0 | -3.4737 | -65.6522 | 292.9621 | 297.8296 | 302.4761 | 306.9732 | 310.7344 | 314.0752 | 316.812 | 319.3464 | 321.8562 | 324.2393 | 326.6138 | 329.0102 | 331.2733 | 333.247 | 335.3106 | 337.3137 | 339.2224 | 341.1696 | 343.3178 | 345.6846 | 347.9391 | 349.3899 | 351.1672 | 353.381 | 355.7601 | 358.0017
Best Residential Gas Storage WH | Efficient uncompeted | Northwest, Great Basin, California, Rocky Mountains, Upper Midwest, Lower Midwest, Lakes/Mid-Atl., Texas, Southwest, Southeast, Northeast | Residential (New), Residential (Existing) | Water Heating | 999 | 0 | -3.4737 | -65.6522 | 219.7216 | 223.3722 | 226.8571 | 230.2299 | 233.0508 | 235.5564 | 237.609 | 239.5098 | 241.3921 | 243.1795 | 244.9604 | 246.7576 | 248.455 | 249.9353 | 251.483 | 252.9852 | 254.4168 | 255.8772 | 257.4883 | 259.2634 | 260.9543 | 262.0425 | 263.3754 | 265.0358 | 266.8201 | 268.5013
Best Residential Gas Storage WH | Baseline competed | Northwest, Great Basin, California, Rocky Mountains, Upper Midwest, Lower Midwest, Lakes/Mid-Atl., Texas, Southwest, Southeast, Northeast | Residential (New), Residential (Existing) | Water Heating | 999 | 0 | -3.4737 | -65.6522 | 131.1874 | 135.8937 | 139.272 | 141.8054 | 141.7337 | 137.7346 | 136.962 | 136.3694 | 94.1355 | 94.8359 | 93.2883 | 94.0779 | 94.0513 | 93.4086 | 95.978 | 96.0306 | 95.7796 | 96.5382 | 98.0931 | 99.7515 | 99.2571 | 91.8863 | 91.3114 | 92.3585 | 90.755 | 88.2719
Best Residential Gas Storage WH | Efficient competed | Northwest, Great Basin, California, Rocky Mountains, Upper Midwest, Lower Midwest, Lakes/Mid-Atl., Texas, Southwest, Southeast, Northeast | Residential (New), Residential (Existing) | Water Heating | 999 | 0 | -3.4737 | -65.6522 | 98.3905 | 101.9203 | 104.454 | 106.354 | 106.3003 | 103.3009 | 102.7215 | 102.277 | 70.6016 | 71.127 | 69.9662 | 70.5584 | 70.5385 | 70.0564 | 71.9835 | 72.0229 | 71.8347 | 72.4037 | 73.5698 | 74.8137 | 74.4428 | 68.9148 | 68.4835 | 69.2689 | 68.0663 | 66.2039
Best Residential LED Lighting | Baseline uncompeted | Northwest, Great Basin, California, Rocky Mountains, Upper Midwest, Lower Midwest, Lakes/Mid-Atl., Texas, Southwest, Southeast, Northeast | Residential (New), Residential (Existing) | Lighting | 999 | 0 | -9.4836 | -643.5777 | 80.6537 | 79.6656 | 79.4354 | 79.5154 | 79.6114 | 78.3621 | 77.513 | 77.1252 | 76.69 | 76.7365 | 76.9411 | 77.1983 | 77.2659 | 77.1418 | 77.0184 | 74.7675 | 73.0222 | 71.8649 | 71.0809 | 70.753 | 70.6679 | 70.4751 | 70.4241 | 70.4538 | 70.4972 | 70.6518
Best Residential LED Lighting | Efficient uncompeted | Northwest, Great Basin, California, Rocky Mountains, Upper Midwest, Lower Midwest, Lakes/Mid-Atl., Texas, Southwest, Southeast, Northeast | Residential (New), Residential (Existing) | Lighting | 999 | 0 | -9.4836 | -643.5777 | 54.7857 | 53.1095 | 52.7336 | 53.0145 | 53.2966 | 52.4821 | 52.1236 | 52.069 | 51.9768 | 52.1782 | 52.4549 | 52.7592 | 52.9282 | 52.9613 | 52.9918 | 51.1371 | 50.0666 | 49.3923 | 48.97 | 48.8585 | 48.9125 | 48.89 | 48.964 | 49.0927 | 49.2295 | 49.4431
Best Residential LED Lighting | Baseline competed | Northwest, Great Basin, California, Rocky Mountains, Upper Midwest, Lower Midwest, Lakes/Mid-Atl., Texas, Southwest, Southeast, Northeast | Residential (New), Residential (Existing) | Lighting | 999 | 0 | -9.4836 | -643.5777 | 47.264 | 47.232 | 47.2673 | 47.2774 | 47.3245 | 42.0415 | 41.4921 | 41.2029 | 40.9313 | 40.93 | 40.9909 | 41.1073 | 41.1286 | 41.059 | 40.9805 | 38.9852 | 37.9529 | 37.2379 | 36.7358 | 36.4863 | 36.3736 | 36.1972 | 36.0906 | 36.0387 | 35.9821 | 35.9783
Best Residential LED Lighting | Efficient competed | Northwest, Great Basin, California, Rocky Mountains, Upper Midwest, Lower Midwest, Lakes/Mid-Atl., Texas, Southwest, Southeast, Northeast | Residential (New), Residential (Existing) | Lighting | 999 | 0 | -9.4836 | -643.5777 | 31.9704 | 31.4497 | 31.3793 | 31.5211 | 31.682 | 28.0685 | 27.8171 | 27.7364 | 27.6645 | 27.7573 | 27.8742 | 28.0243 | 28.1067 | 28.1243 | 28.1341 | 26.5982 | 25.9598 | 25.5344 | 25.2523 | 25.1419 | 25.1244 | 25.0616 | 25.046 | 25.0676 | 25.0848 | 25.1383
Best Residential Oil WH | Baseline uncompeted | Northwest, Great Basin, California, Rocky Mountains, Upper Midwest, Lower Midwest, Lakes/Mid-Atl., Texas, Southwest, Southeast, Northeast | Residential (New), Residential (Existing) | Water Heating | 22.2433 | 4.2747 | 16.4074 | 221.3032 | 10.6782 | 10.3842 | 10.1289 | 9.9159 | 9.7463 | 9.6269 | 9.4876 | 9.3406 | 9.1871 | 9.0336 | 8.8747 | 8.7184 | 8.5617 | 8.408 | 8.2583 | 8.1137 | 7.9725 | 7.8393 | 7.7114 | 7.5926 | 7.4795 | 7.3681 | 7.2619 | 7.1613 | 7.063 | 6.9683
Best Residential Oil WH | Efficient uncompeted | Northwest, Great Basin, California, Rocky Mountains, Upper Midwest, Lower Midwest, Lakes/Mid-Atl., Texas, Southwest, Southeast, Northeast | Residential (New), Residential (Existing) | Water Heating | 22.2433 | 4.2747 | 16.4074 | 221.3032 | 9.893 | 9.6207 | 9.3842 | 9.1868 | 9.0297 | 8.9191 | 8.79 | 8.6538 | 8.5116 | 8.3694 | 8.2221 | 8.0773 | 7.9321 | 7.7897 | 7.651 | 7.5171 | 7.3863 | 7.2629 | 7.1444 | 7.0343 | 6.9296 | 6.8263 | 6.7279 | 6.6348 | 6.5436 | 6.4559
Best Residential Oil WH | Baseline competed | Northwest, Great Basin, California, Rocky Mountains, Upper Midwest, Lower Midwest, Lakes/Mid-Atl., Texas, Southwest, Southeast, Northeast | Residential (New), Residential (Existing) | Water Heating | 22.2433 | 4.2747 | 16.4074 | 221.3032 | 0 | 0 | 0 | 0 | 0 | 0 | 0 | 0 | 1.9401e-09 | 2.1488e-09 | 1.9879e-09 | 2.1719e-09 | 2.1869e-09 | 2.3255e-09 | 2.5837e-09 | 2.8237e-09 | 2.8111e-09 | 3.1221e-09 | 3.1373e-09 | 3.6376e-09 | 3.7507e-09 | 3.2246e-09 | 3.1473e-09 | 3.1719e-09 | 2.9371e-09 | 2.8375e-09
Best Residential Oil WH | Efficient competed | Northwest, Great Basin, California, Rocky Mountains, Upper Midwest, Lower Midwest, Lakes/Mid-Atl., Texas, Southwest, Southeast, Northeast | Residential (New), Residential (Existing) | Water Heating | 22.2433 | 4.2747 | 16.4074 | 221.3032 | 0 | 0 | 0 | 0 | 0 | 0 | 0 | 0 | 1.7974e-09 | 1.9908e-09 | 1.8419e-09 | 2.0122e-09 | 2.0263e-09 | 2.1544e-09 | 2.3938e-09 | 2.6162e-09 | 2.6042e-09 | 2.8926e-09 | 2.9064e-09 | 3.37e-09 | 3.4749e-09 | 2.9876e-09 | 2.9158e-09 | 2.9386e-09 | 2.7212e-09 | 2.6288e-09
Best Residential Refrigerator | Baseline uncompeted | Northwest, Great Basin, California, Rocky Mountains, Upper Midwest, Lower Midwest, Lakes/Mid-Atl., Texas, Southwest, Southeast, Northeast | Residential (New), Residential (Existing) | Refrigeration | 999 | 0 | -78.0551 | -5296.1183 | 238.0972 | 235.9648 | 233.8691 | 231.7946 | 230.1713 | 229.1813 | 229.2852 | 230.316 | 230.9512 | 232.4731 | 233.8368 | 235.4269 | 236.6904 | 237.7354 | 238.9083 | 240.7066 | 242.9957 | 246.0369 | 248.7773 | 251.6005 | 254.5451 | 256.7647 | 259.1285 | 261.4829 | 263.5136 | 265.638
Best Residential Refrigerator | Efficient uncompeted | Northwest, Great Basin, California, Rocky Mountains, Upper Midwest, Lower Midwest, Lakes/Mid-Atl., Texas, Southwest, Southeast, Northeast | Residential (New), Residential (Existing) | Refrigeration | 999 | 0 | -78.0551 | -5296.1183 | 216.1428 | 214.207 | 212.3046 | 210.4213 | 208.9477 | 208.049 | 208.1433 | 209.079 | 209.6557 | 211.0372 | 212.2752 | 213.7187 | 214.8657 | 215.8143 | 216.8791 | 218.5116 | 220.5896 | 223.3503 | 225.8381 | 228.401 | 231.074 | 233.089 | 235.2349 | 237.3722 | 239.2156 | 241.1441
Best Residential Refrigerator | Baseline competed | Northwest, Great Basin, California, Rocky Mountains, Upper Midwest, Lower Midwest, Lakes/Mid-Atl., Texas, Southwest, Southeast, Northeast | Residential (New), Residential (Existing) | Refrigeration | 999 | 0 | -78.0551 | -5296.1183 | 68.0904 | 66.8374 | 65.7461 | 64.7897 | 64.1066 | 61.528 | 61.5367 | 61.8095 | 62.0698 | 62.5592 | 62.9147 | 63.3918 | 63.8043 | 64.1978 | 64.6091 | 65.1963 | 65.9138 | 66.8187 | 67.6357 | 68.4651 | 69.3296 | 69.9627 | 70.6128 | 71.2774 | 71.8111 | 72.3433
Best Residential Refrigerator | Efficient competed | Northwest, Great Basin, California, Rocky Mountains, Upper Midwest, Lower Midwest, Lakes/Mid-Atl., Texas, Southwest, Southeast, Northeast | Residential (New), Residential (Existing) | Refrigeration | 999 | 0 | -78.0551 | -5296.1183 | 61.8119 | 60.6744 | 59.6838 | 58.8156 | 58.1955 | 55.8546 | 55.8625 | 56.1102 | 56.3464 | 56.7907 | 57.1135 | 57.5465 | 57.921 | 58.2783 | 58.6516 | 59.1847 | 59.836 | 60.6575 | 61.3991 | 62.1521 | 62.9368 | 63.5116 | 64.1018 | 64.7051 | 65.1895 | 65.6727
Com. Cooking (FS) | Baseline uncompeted | Northwest, Great Basin, California, Rocky Mountains, Upper Midwest, Lower Midwest, Lakes/Mid-Atl., Texas, Southwest, Southeast, Northeast | Commercial (New), Commercial (Existing) | Cooking | 999 | 999 | 999 | 804.1083 | 101.6842 | 104.3405 | 106.4626 | 108.308 | 109.8722 | 111.3303 | 112.7824 | 114.1316 | 115.25 | 116.2439 | 117.1527 | 118.082 | 118.9374 | 119.5992 | 120.3158 | 120.9384 | 121.5789 | 122.2553 | 123.0519 | 123.9558 | 124.7364 | 125.0293 | 125.542 | 126.3254 | 127.205 | 127.9892
Com. Cooking (FS) | Efficient uncompeted | Northwest, Great Basin, California, Rocky Mountains, Upper Midwest, Lower Midwest, Lakes/Mid-Atl., Texas, Southwest, Southeast, Northeast | Commercial (New), Commercial (Existing) | Cooking | 999 | 999 | 999 | 804.1083 | 139.4562 | 142.2284 | 144.1393 | 145.5258 | 146.6734 | 147.9559 | 149.7822 | 151.9156 | 153.3291 | 155.017 | 156.3168 | 157.6093 | 158.4219 | 158.6684 | 158.9338 | 159.3295 | 159.9223 | 160.9353 | 161.9324 | 163.1513 | 164.3158 | 164.4097 | 164.9246 | 165.8352 | 166.7159 | 167.5772
Com. Cooking (FS) | Baseline competed | Northwest, Great Basin, California, Rocky Mountains, Upper Midwest, Lower Midwest, Lakes/Mid-Atl., Texas, Southwest, Southeast, Northeast | Commercial (New), Commercial (Existing) | Cooking | 999 | 999 | 999 | 804.1083 | 101.6842 | 104.3405 | 106.4626 | 108.308 | 109.8722 | 111.3303 | 112.7824 | 114.1316 | 115.25 | 116.2439 | 117.1527 | 118.082 | 118.9374 | 119.5992 | 120.3158 | 120.9384 | 121.5789 | 122.2553 | 123.0519 | 123.9558 | 124.7364 | 125.0293 | 125.542 | 126.3254 | 127.205 | 127.9892
Com. Cooking (FS) | Efficient competed | Northwest, Great Basin, California, Rocky Mountains, Upper Midwest, Lower Midwest, Lakes/Mid-Atl., Texas, Southwest, Southeast, Northeast | Commercial (New), Commercial (Existing) | Cooking | 999 | 999 | 999 | 804.1083 | 139.4562 | 142.2284 | 144.1393 | 145.5258 | 146.6734 | 147.9559 | 149.7822 | 151.9156 | 153.3291 | 155.017 | 156.3168 | 157.6093 | 158.4219 | 158.6684 | 158.9338 | 159.3295 | 159.9223 | 160.9353 | 161.9324 | 163.1513 | 164.3158 | 164.4097 | 164.9246 | 165.8352 | 166.7159 | 167.5772
Commercial Lighting, 90.1 c. 2022 | Baseline uncompeted | Northwest, Great Basin, California, Rocky Mountains, Upper Midwest, Lower Midwest, Lakes/Mid-Atl., Texas, Southwest, Southeast, Northeast | Commercial (New), Commercial (Existing) | Lighting | 30.0257 | 3.3269 | 4.1841 | 999 | 243.2499 | 240.1011 | 237.8696 | 236.5426 | 237.4695 | 236.3689 | 238.1231 | 242.0599 | 243.8968 | 247.155 | 249.9411 | 252.4958 | 253.0106 | 252.0453 | 249.9169 | 251.9002 | 255.3614 | 260.3938 | 264.9138 | 269.8835 | 275.9937 | 281.8982 | 288.7913 | 295.5963 | 302.0795 | 309.8714
Commercial Lighting, 90.1 c. 2022 | Efficient uncompeted | Northwest, Great Basin, California, Rocky Mountains, Upper Midwest, Lower Midwest, Lakes/Mid-Atl., Texas, Southwest, Southeast, Northeast | Commercial (New), Commercial (Existing) | Lighting | 30.0257 | 3.3269 | 4.1841 | 999 | 203.0233 | 200.7789 | 199.1104 | 198.0594 | 198.6306 | 197.5705 | 198.6632 | 201.3772 | 202.4795 | 204.6306 | 206.4055 | 208.0051 | 208.0396 | 206.9074 | 204.882 | 206.0705 | 208.3797 | 211.8726 | 215.0009 | 218.4841 | 222.8039 | 226.9304 | 231.8244 | 236.667 | 241.2701 | 246.8359
Commercial Lighting, 90.1 c. 2022 | Baseline competed | Northwest, Great Basin, California, Rocky Mountains, Upper Midwest, Lower Midwest, Lakes/Mid-Atl., Texas, Southwest, Southeast, Northeast | Commercial (New), Commercial (Existing) | Lighting | 30.0257 | 3.3269 | 4.1841 | 999 | 64.218 | 63.3867 | 62.7976 | 62.4473 | 62.6919 | 23.4034 | 23.6406 | 24.1107 | 24.3547 | 24.7497 | 25.095 | 25.4175 | 25.552 | 25.5017 | 25.3542 | 25.5692 | 25.9424 | 26.4779 | 26.953 | 27.4675 | 28.0972 | 28.6805 | 29.3669 | 30.048 | 30.7029 | 58.316
Commercial Lighting, 90.1 c. 2022 | Efficient competed | Northwest, Great Basin, California, Rocky Mountains, Upper Midwest, Lower Midwest, Lakes/Mid-Atl., Texas, Southwest, Southeast, Northeast | Commercial (New), Commercial (Existing) | Lighting | 30.0257 | 3.3269 | 4.1841 | 999 | 53.5981 | 53.0056 | 52.5652 | 52.2877 | 52.4385 | 20.05 | 20.202 | 20.5281 | 20.6806 | 20.945 | 21.1702 | 21.3771 | 21.4368 | 21.3541 | 21.1924 | 21.3208 | 21.5707 | 21.9448 | 22.276 | 22.6396 | 23.0888 | 23.4999 | 23.9919 | 24.4816 | 24.9519 | 47.2617
Commercial Plug Loads, Tier 1 APS | Baseline uncompeted | Northwest, Great Basin, California, Rocky Mountains, Upper Midwest, Lower Midwest, Lakes/Mid-Atl., Texas, Southwest, Southeast, Northeast | Commercial (New), Commercial (Existing) | Computers and Electronics | -4.2491 | 11.2526 | 24.4127 | 1693.83 | 506.6783 | 509.8095 | 512.2829 | 515.5644 | 519.9649 | 526.1923 | 534.5555 | 544.9966 | 553.4823 | 563.3569 | 572.2321 | 581.2918 | 588.2681 | 594.5612 | 599.9381 | 606.1156 | 612.6407 | 620.5541 | 628.0372 | 635.2796 | 643.0167 | 649.4536 | 655.7258 | 662.2048 | 667.7251 | 673.1082
Commercial Plug Loads, Tier 1 APS | Efficient uncompeted | Northwest, Great Basin, California, Rocky Mountains, Upper Midwest, Lower Midwest, Lakes/Mid-Atl., Texas, Southwest, Southeast, Northeast | Commercial (New), Commercial (Existing) | Computers and Electronics | -4.2491 | 11.2526 | 24.4127 | 1693.83 | 450.9437 | 453.7304 | 455.9318 | 458.8523 | 462.7688 | 468.3111 | 475.7544 | 485.047 | 492.5992 | 501.3877 | 509.2866 | 517.3497 | 523.5586 | 529.1595 | 533.9449 | 539.4429 | 545.2502 | 552.2932 | 558.9531 | 565.3989 | 572.2848 | 578.0137 | 583.5959 | 589.3623 | 594.2753 | 599.0663
Commercial Plug Loads, Tier 1 APS | Baseline competed | Northwest, Great Basin, California, Rocky Mountains, Upper Midwest, Lower Midwest, Lakes/Mid-Atl., Texas, Southwest, Southeast, Northeast | Commercial (New), Commercial (Existing) | Computers and Electronics | -4.2491 | 11.2526 | 24.4127 | 1693.83 | -2.9307e-13 | 5.8614e-13 | -5.8614e-13 | -2.9307e-13 | -2.9307e-13 | 0 | 0 | -8.7921e-13 | 0 | 0 | 2.9307e-13 | 2.9307e-13 | 0 | -2.9307e-13 | -2.9307e-13 | -1.1723e-12 | 2.9307e-13 | 2.9307e-13 | 2.9307e-13 | 5.8614e-13 | -2.9307e-13 | 5.8614e-13 | -1.7584e-12 | 5.8614e-13 | -1.4654e-12 | 8.7921e-13
Commercial Plug Loads, Tier 1 APS | Efficient competed | Northwest, Great Basin, California, Rocky Mountains, Upper Midwest, Lower Midwest, Lakes/Mid-Atl., Texas, Southwest, Southeast, Northeast | Commercial (New), Commercial (Existing) | Computers and Electronics | -4.2491 | 11.2526 | 24.4127 | 1693.83 | 2.9307e-13 | -5.8614e-13 | -5.8614e-13 | 2.9307e-13 | 0 | -2.9307e-13 | -5.8614e-13 | 5.8614e-13 | 5.8614e-13 | 8.7921e-13 | 5.8614e-13 | 8.7921e-13 | 0 | -2.9307e-13 | 0 | 2.9307e-13 | -8.7921e-13 | 5.8614e-13 | 2.9307e-13 | -8.7921e-13 | 2.9307e-13 | 2.9307e-13 | -5.8614e-13 | 5.8614e-13 | 1.1723e-12 | 0
ENERGY STAR Com. ASHP (FS) + Env. | Baseline uncompeted | California, Upper Midwest, Lower Midwest, Texas, Southwest, Southeast | Commercial (New), Commercial (Existing) | Heating (Equip.), Cooling (Equip.) | -6.1725 | 45.5444 | 42.6366 | 554.0505 | 270.957 | 272.2344 | 272.5159 | 272.1653 | 271.4427 | 270.4417 | 269.9886 | 269.8975 | 268.8208 | 268 | 267.0156 | 266.1175 | 264.8903 | 263.1817 | 261.5816 | 260.0835 | 258.7998 | 257.8844 | 256.9622 | 256.2218 | 255.6051 | 254.5205 | 253.8404 | 253.3551 | 252.7937 | 252.3795
ENERGY STAR Com. ASHP (FS) + Env. | Efficient uncompeted | California, Upper Midwest, Lower Midwest, Texas, Southwest, Southeast | Commercial (New), Commercial (Existing) | Heating (Equip.), Cooling (Equip.) | -6.1725 | 45.5444 | 42.6366 | 554.0505 | 177.438 | 178.1814 | 178.3898 | 178.2747 | 178.0967 | 177.8666 | 178.3368 | 179.3338 | 179.3697 | 179.8074 | 180.0095 | 180.2217 | 179.9732 | 179.2409 | 178.5381 | 178.0402 | 177.7943 | 177.9779 | 178.0203 | 178.2182 | 178.5997 | 178.6124 | 178.9629 | 179.4132 | 179.6888 | 180.1574
ENERGY STAR Com. ASHP (FS) + Env. | Baseline competed | California, Upper Midwest, Lower Midwest, Texas, Southwest, Southeast | Commercial (New), Commercial (Existing) | Heating (Equip.), Cooling (Equip.) | -6.1725 | 45.5444 | 42.6366 | 554.0505 | 73.2842 | 73.193 | 72.9612 | 72.6417 | 72.3177 | 2.9307e-13 | 0 | -5.8614e-13 | 2.9307e-13 | 0 | -8.7921e-13 | 0 | -2.9307e-13 | 0 | 0 | -2.9307e-13 | -5.8614e-13 | 2.9307e-13 | 2.9307e-13 | -2.9307e-13 | 0 | -2.9307e-13 | 2.9307e-13 | 2.9307e-13 | -2.9307e-13 | 5.8614e-13
ENERGY STAR Com. ASHP (FS) + Env. | Efficient competed | California, Upper Midwest, Lower Midwest, Texas, Southwest, Southeast | Commercial (New), Commercial (Existing) | Heating (Equip.), Cooling (Equip.) | -6.1725 | 45.5444 | 42.6366 | 554.0505 | 71.5515 | 71.4237 | 71.1607 | 70.8127 | 70.462 | 5.8614e-13 | 0 | 0 | 0 | 2.9307e-13 | -2.9307e-13 | -2.9307e-13 | 0 | 0 | -2.9307e-13 | -2.9307e-13 | 0 | 2.9307e-13 | -2.9307e-13 | 0 | -2.9307e-13 | 0 | 0 | 0 | -2.9307e-13 | 5.8614e-13
ENERGY STAR Com. ASHP (FS) + Env. CC | Baseline uncompeted | Northwest, Great Basin, Rocky Mountains, Upper Midwest, Lakes/Mid-Atl., Northeast | Commercial (New), Commercial (Existing) | Heating (Equip.), Cooling (Equip.) | -6.8304 | 50.043 | 47.8093 | 563.5265 | 304.0787 | 307.9041 | 310.3818 | 311.9613 | 312.1185 | 311.6882 | 311.3161 | 310.8329 | 309.6503 | 308.3676 | 306.8649 | 305.3901 | 303.6228 | 301.2923 | 298.9853 | 296.7344 | 294.5567 | 292.6789 | 291.0157 | 289.7105 | 288.173 | 286.3899 | 284.8754 | 283.6405 | 282.2798 | 280.7373
ENERGY STAR Com. ASHP (FS) + Env. CC | Efficient uncompeted | Northwest, Great Basin, Rocky Mountains, Upper Midwest, Lakes/Mid-Atl., Northeast | Commercial (New), Commercial (Existing) | Heating (Equip.), Cooling (Equip.) | -6.8304 | 50.043 | 47.8093 | 563.5265 | 137.7563 | 139.7902 | 141.2052 | 142.1984 | 142.8418 | 143.4919 | 144.6502 | 146.0897 | 146.8075 | 147.7794 | 148.3887 | 148.9188 | 148.9811 | 148.5004 | 147.9181 | 147.5494 | 147.3498 | 147.5914 | 147.7865 | 148.1945 | 148.6056 | 148.5877 | 148.7845 | 149.1319 | 149.319 | 149.5311
ENERGY STAR Com. ASHP (FS) + Env. CC | Baseline competed | Northwest, Great Basin, Rocky Mountains, Upper Midwest, Lakes/Mid-Atl., Northeast | Commercial (New), Commercial (Existing) | Heating (Equip.), Cooling (Equip.) | -6.8304 | 50.043 | 47.8093 | 563.5265 | 24.6432 | 24.6251 | 24.5842 | 24.4966 | 24.4351 | 5.8614e-13 | 5.8614e-13 | 0 | 0 | -2.9307e-13 | 5.8614e-13 | 2.9307e-13 | -8.7921e-13 | 0 | 5.8614e-13 | 0 | 2.9307e-13 | -2.9307e-13 | 2.9307e-13 | -2.9307e-13 | 0 | 2.9307e-13 | 2.9307e-13 | 0 | 5.8614e-13 | 2.9307e-13
ENERGY STAR Com. ASHP (FS) + Env. CC | Efficient competed | Northwest, Great Basin, Rocky Mountains, Upper Midwest, Lakes/Mid-Atl., Northeast | Commercial (New), Commercial (Existing) | Heating (Equip.), Cooling (Equip.) | -6.8304 | 50.043 | 47.8093 | 563.5265 | 23.5944 | 23.5672 | 23.5187 | 23.427 | 23.361 | 2.9307e-13 | 0 | 0 | -2.9307e-13 | 0 | 0 | 2.9307e-13 | 0 | 0 | 0 | 0 | -2.9307e-13 | 0 | 0 | -2.9307e-13 | 0 | 0 | 0 | -2.9307e-13 | 2.9307e-13 | 0
ENERGY STAR Com. ASHP (LFL) + Env. | Baseline uncompeted | California, Upper Midwest, Lower Midwest, Texas, Southwest, Southeast | Commercial (New), Commercial (Existing) | Heating (Equip.), Cooling (Equip.) | -3.7633 | 32.8946 | 38.5846 | 3076.2833 | 21.6149 | 21.4069 | 21.1514 | 20.8604 | 20.575 | 20.2686 | 20.0482 | 19.8911 | 19.6336 | 19.4202 | 19.1985 | 18.973 | 18.7023 | 18.3888 | 18.087 | 17.8184 | 17.5742 | 17.3844 | 17.1664 | 16.9682 | 16.7839 | 16.5635 | 16.3673 | 16.1775 | 15.9721 | 15.7724
ENERGY STAR Com. ASHP (LFL) + Env. | Efficient uncompeted | California, Upper Midwest, Lower Midwest, Texas, Southwest, Southeast | Commercial (New), Commercial (Existing) | Heating (Equip.), Cooling (Equip.) | -3.7633 | 32.8946 | 38.5846 | 3076.2833 | 13.9083 | 13.9546 | 13.9659 | 13.9501 | 13.9319 | 13.8904 | 13.9019 | 13.9482 | 13.913 | 13.8991 | 13.8695 | 13.8304 | 13.7505 | 13.6296 | 13.511 | 13.4095 | 13.3192 | 13.2639 | 13.183 | 13.1141 | 13.0529 | 12.9613 | 12.8854 | 12.8104 | 12.718 | 12.6266
ENERGY STAR Com. ASHP (LFL) + Env. | Baseline competed | California, Upper Midwest, Lower Midwest, Texas, Southwest, Southeast | Commercial (New), Commercial (Existing) | Heating (Equip.), Cooling (Equip.) | -3.7633 | 32.8946 | 38.5846 | 3076.2833 | 21.6149 | 21.4069 | 21.1514 | 20.8604 | 20.575 | 0 | 0 | 0 | 0 | 0 | 0 | 0 | 0 | 0 | 0 | 0 | 0 | 0 | 0 | 0 | 0 | 0 | 0 | 0 | 0 | 0
ENERGY STAR Com. ASHP (LFL) + Env. | Efficient competed | California, Upper Midwest, Lower Midwest, Texas, Southwest, Southeast | Commercial (New), Commercial (Existing) | Heating (Equip.), Cooling (Equip.) | -3.7633 | 32.8946 | 38.5846 | 3076.2833 | 13.9083 | 13.9546 | 13.9659 | 13.9501 | 13.9319 | 0 | 0 | 0 | 0 | 0 | 0 | 0 | 0 | 0 | 0 | 0 | 0 | 0 | 0 | 0 | 0 | 0 | 0 | 0 | 0 | 0
ENERGY STAR Com. ASHP (LFL) + Env. CC | Baseline uncompeted | Northwest, Great Basin, Rocky Mountains, Upper Midwest, Lakes/Mid-Atl., Northeast | Commercial (New), Commercial (Existing) | Heating (Equip.), Cooling (Equip.) | -5.0263 | 38.8646 | 55.0044 | 3060.9963 | 11.1041 | 10.9439 | 10.7556 | 10.5501 | 10.3522 | 10.1639 | 10.0214 | 9.8981 | 9.7634 | 9.6477 | 9.5244 | 9.3988 | 9.2412 | 9.062 | 8.8729 | 8.705 | 8.5587 | 8.4483 | 8.3259 | 8.2156 | 8.115 | 7.9933 | 7.8797 | 7.7714 | 7.6646 | 7.5601
ENERGY STAR Com. ASHP (LFL) + Env. CC | Efficient uncompeted | Northwest, Great Basin, Rocky Mountains, Upper Midwest, Lakes/Mid-Atl., Northeast | Commercial (New), Commercial (Existing) | Heating (Equip.), Cooling (Equip.) | -5.0263 | 38.8646 | 55.0044 | 3060.9963 | 6.243 | 6.2457 | 6.2269 | 6.1974 | 6.1708 | 6.1461 | 6.1476 | 6.1564 | 6.1518 | 6.1539 | 6.1459 | 6.1317 | 6.0921 | 6.0337 | 5.9643 | 5.9064 | 5.8587 | 5.8343 | 5.7995 | 5.7704 | 5.747 | 5.7071 | 5.6706 | 5.6366 | 5.6018 | 5.5672
ENERGY STAR Com. ASHP (LFL) + Env. CC | Baseline competed | Northwest, Great Basin, Rocky Mountains, Upper Midwest, Lakes/Mid-Atl., Northeast | Commercial (New), Commercial (Existing) | Heating (Equip.), Cooling (Equip.) | -5.0263 | 38.8646 | 55.0044 | 3060.9963 | 11.1041 | 10.9439 | 10.7556 | 10.5501 | 10.3522 | 0 | 0 | 0 | 0 | 0 | 0 | 0 | 0 | 0 | 0 | 0 | 0 | 0 | 0 | 0 | 0 | 0 | 0 | 0 | 0 | 0
ENERGY STAR Com. ASHP (LFL) + Env. CC | Efficient competed | Northwest, Great Basin, Rocky Mountains, Upper Midwest, Lakes/Mid-Atl., Northeast | Commercial (New), Commercial (Existing) | Heating (Equip.), Cooling (Equip.) | -5.0263 | 38.8646 | 55.0044 | 3060.9963 | 6.243 | 6.2457 | 6.2269 | 6.1974 | 6.1708 | 0 | 0 | 0 | 0 | 0 | 0 | 0 | 0 | 0 | 0 | 0 | 0 | 0 | 0 | 0 | 0 | 0 | 0 | 0 | 0 | 0
ENERGY STAR Com. ASHP (RST) + Env. | Baseline uncompeted | California, Upper Midwest, Lower Midwest, Texas, Southwest, Southeast | Commercial (New), Commercial (Existing) | Heating (Equip.), Cooling (Equip.) | 1.0674 | 18.7239 | 22.2049 | 1786.043 | 117.2271 | 117.2969 | 117.0512 | 116.612 | 116.1397 | 115.6166 | 115.5569 | 115.8488 | 115.4814 | 115.375 | 115.1508 | 114.9223 | 114.3807 | 113.5352 | 112.6877 | 112.0021 | 111.5184 | 111.3036 | 110.9845 | 110.7322 | 110.6126 | 110.3846 | 110.3505 | 110.3344 | 110.1885 | 110.1966
ENERGY STAR Com. ASHP (RST) + Env. | Efficient uncompeted | California, Upper Midwest, Lower Midwest, Texas, Southwest, Southeast | Commercial (New), Commercial (Existing) | Heating (Equip.), Cooling (Equip.) | 1.0674 | 18.7239 | 22.2049 | 1786.043 | 88.9171 | 88.8691 | 88.6412 | 88.3045 | 87.9631 | 87.5795 | 87.5524 | 87.8156 | 87.6039 | 87.6086 | 87.5414 | 87.489 | 87.2176 | 86.7354 | 86.273 | 85.928 | 85.7294 | 85.7396 | 85.6676 | 85.6668 | 85.7821 | 85.8291 | 86.0375 | 86.2658 | 86.3913 | 86.6395
ENERGY STAR Com. ASHP (RST) + Env. | Baseline competed | California, Upper Midwest, Lower Midwest, Texas, Southwest, Southeast | Commercial (New), Commercial (Existing) | Heating (Equip.), Cooling (Equip.) | 1.0674 | 18.7239 | 22.2049 | 1786.043 | 0.49019 | 0.092413 | 0.092458 | 0.092225 | 0.091905 | 0 | 0 | 0 | 0 | 0 | 0 | 2.9307e-13 | -2.9307e-13 | 0 | 0 | 0 | -2.9307e-13 | 0 | 2.9307e-13 | 0 | 0 | 2.9307e-13 | -2.9307e-13 | 0 | 0 | 0
ENERGY STAR Com. ASHP (RST) + Env. | Efficient competed | California, Upper Midwest, Lower Midwest, Texas, Southwest, Southeast | Commercial (New), Commercial (Existing) | Heating (Equip.), Cooling (Equip.) | 1.0674 | 18.7239 | 22.2049 | 1786.043 | 0.060033 | 0.011542 | 0.011766 | 0.011962 | 0.012154 | 0 | 0 | 0 | 0 | 0 | 2.9307e-13 | 0 | 0 | 0 | 0 | 0 | 0 | 0 | 0 | 0 | 0 | 0 | 0 | 0 | 0 | 0
ENERGY STAR Com. ASHP (RST) + Env. CC | Baseline uncompeted | Northwest, Great Basin, Rocky Mountains, Upper Midwest, Lakes/Mid-Atl., Northeast | Commercial (New), Commercial (Existing) | Heating (Equip.), Cooling (Equip.) | 1.962 | 17.0766 | 22.4458 | 1198.65 | 65.687 | 65.46 | 65.0961 | 64.5989 | 64.1331 | 63.7444 | 63.6524 | 63.6814 | 63.4585 | 63.3411 | 63.1272 | 62.8953 | 62.4811 | 61.8692 | 61.1599 | 60.5719 | 60.1106 | 59.8618 | 59.5958 | 59.3816 | 59.2279 | 58.9453 | 58.7437 | 58.5646 | 58.3722 | 58.2669
ENERGY STAR Com. ASHP (RST) + Env. CC | Efficient uncompeted | Northwest, Great Basin, Rocky Mountains, Upper Midwest, Lakes/Mid-Atl., Northeast | Commercial (New), Commercial (Existing) | Heating (Equip.), Cooling (Equip.) | 1.962 | 17.0766 | 22.4458 | 1198.65 | 33.733 | 33.7444 | 33.7101 | 33.6149 | 33.5511 | 33.5157 | 33.6285 | 33.8175 | 33.8634 | 33.9807 | 34.0514 | 34.1066 | 34.0794 | 33.95 | 33.7671 | 33.6552 | 33.6126 | 33.6984 | 33.7751 | 33.8855 | 34.0437 | 34.1302 | 34.2629 | 34.4183 | 34.5708 | 34.7822
ENERGY STAR Com. ASHP (RST) + Env. CC | Baseline competed | Northwest, Great Basin, Rocky Mountains, Upper Midwest, Lakes/Mid-Atl., Northeast | Commercial (New), Commercial (Existing) | Heating (Equip.), Cooling (Equip.) | 1.962 | 17.0766 | 22.4458 | 1198.65 | 0.11035 | 0.10972 | 0.10876 | 0.10755 | 0.10633 | 0 | 0 | 0 | 0 | 0 | 0 | 0 | 0 | 0 | 0 | 0 | 0 | 0 | 0 | 0 | 0 | 0 | 0 | 0 | 0 | 0
ENERGY STAR Com. ASHP (RST) + Env. CC | Efficient competed | Northwest, Great Basin, Rocky Mountains, Upper Midwest, Lakes/Mid-Atl., Northeast | Commercial (New), Commercial (Existing) | Heating (Equip.), Cooling (Equip.) | 1.962 | 17.0766 | 22.4458 | 1198.65 | 0.017279 | 0.017397 | 0.017454 | 0.017474 | 0.017496 | 0 | 0 | 0 | 0 | 0 | 0 | 0 | 0 | 0 | 0 | 0 | 0 | 0 | 0 | 0 | 0 | 0 | 0 | 0 | 0 | 0
ENERGY STAR Commercial Gas WH v. 2.0 | Baseline uncompeted | Northwest, Great Basin, California, Rocky Mountains, Upper Midwest, Lower Midwest, Lakes/Mid-Atl., Texas, Southwest, Southeast, Northeast | Commercial (New), Commercial (Existing) | Water Heating | -7.5106 | 15.7529 | 23.8436 | 450.6455 | 178.1827 | 181.9454 | 184.8223 | 187.2281 | 189.0512 | 190.6832 | 192.274 | 193.7358 | 194.8407 | 195.7881 | 196.6438 | 197.5791 | 198.4125 | 198.9321 | 199.5781 | 200.1253 | 200.6766 | 201.32 | 202.1933 | 203.2929 | 204.1432 | 204.3837 | 204.9766 | 205.9862 | 207.1022 | 208.0384
ENERGY STAR Commercial Gas WH v. 2.0 | Efficient uncompeted | Northwest, Great Basin, California, Rocky Mountains, Upper Midwest, Lower Midwest, Lakes/Mid-Atl., Texas, Southwest, Southeast, Northeast | Commercial (New), Commercial (Existing) | Water Heating | -7.5106 | 15.7529 | 23.8436 | 450.6455 | 173.8691 | 177.5389 | 180.3458 | 182.6959 | 184.4751 | 186.0691 | 187.623 | 189.0511 | 190.1301 | 191.0555 | 191.8913 | 192.804 | 193.6158 | 194.1199 | 194.7472 | 195.2794 | 195.8154 | 196.4411 | 197.2912 | 198.3635 | 199.1899 | 199.411 | 199.9813 | 200.9644 | 202.0527 | 202.963
ENERGY STAR Commercial Gas WH v. 2.0 | Baseline competed | Northwest, Great Basin, California, Rocky Mountains, Upper Midwest, Lower Midwest, Lakes/Mid-Atl., Texas, Southwest, Southeast, Northeast | Commercial (New), Commercial (Existing) | Water Heating | -7.5106 | 15.7529 | 23.8436 | 450.6455 | 0 | 0 | -2.9307e-13 | 0 | 0 | 0 | 0 | 0 | 2.9307e-13 | 0 | 0 | 0 | 0 | 0 | 0 | 0 | 0 | 0 | 2.9307e-13 | 0 | -2.9307e-13 | -2.9307e-13 | 2.9307e-13 | 0 | 0 | 0
ENERGY STAR Commercial Gas WH v. 2.0 | Efficient competed | Northwest, Great Basin, California, Rocky Mountains, Upper Midwest, Lower Midwest, Lakes/Mid-Atl., Texas, Southwest, Southeast, Northeast | Commercial (New), Commercial (Existing) | Water Heating | -7.5106 | 15.7529 | 23.8436 | 450.6455 | 0 | 0 | 0 | 0 | 0 | 0 | 0 | 0 | -2.9307e-13 | 0 | 0 | 0 | 0 | 0 | 2.9307e-13 | 0 | -2.9307e-13 | 0 | 0 | 0 | -2.9307e-13 | 2.9307e-13 | -2.9307e-13 | 0 | 0 | 0
ENERGY STAR Electric Dryers | Baseline uncompeted | Northwest, Great Basin, California, Rocky Mountains, Upper Midwest, Lower Midwest, Lakes/Mid-Atl., Texas, Southwest, Southeast, Northeast | Residential (New), Residential (Existing) | Other | -4.4347 | 18.1167 | 38.42 | 2530.0324 | 193.9268 | 196.9254 | 199.481 | 201.597 | 203.6124 | 205.6441 | 208.1955 | 211.3372 | 213.5798 | 216.4285 | 219.2388 | 222.1906 | 224.474 | 226.0792 | 227.556 | 229.4046 | 231.5558 | 234.3312 | 236.9527 | 239.723 | 242.6517 | 245.0614 | 247.7858 | 250.5805 | 253.1888 | 256.1425
ENERGY STAR Electric Dryers | Efficient uncompeted | Northwest, Great Basin, California, Rocky Mountains, Upper Midwest, Lower Midwest, Lakes/Mid-Atl., Texas, Southwest, Southeast, Northeast | Residential (New), Residential (Existing) | Other | -4.4347 | 18.1167 | 38.42 | 2530.0324 | 184.5512 | 187.4049 | 189.8368 | 191.8506 | 193.7685 | 195.702 | 198.1301 | 201.1199 | 203.2541 | 205.965 | 208.6395 | 211.4486 | 213.6216 | 215.1491 | 216.5545 | 218.3137 | 220.3609 | 223.0022 | 225.497 | 228.1333 | 230.9205 | 233.2137 | 235.8063 | 238.4659 | 240.9481 | 243.7591
ENERGY STAR Electric Dryers | Baseline competed | Northwest, Great Basin, California, Rocky Mountains, Upper Midwest, Lower Midwest, Lakes/Mid-Atl., Texas, Southwest, Southeast, Northeast | Residential (New), Residential (Existing) | Other | -4.4347 | 18.1167 | 38.42 | 2530.0324 | 193.9268 | 196.9254 | 199.481 | 201.597 | 203.6124 | 205.6439 | 208.1953 | 211.337 | 213.5796 | 216.4282 | 219.2386 | 222.1904 | 224.4737 | 226.0789 | 227.5557 | 229.4043 | 231.5555 | 234.3309 | 236.9524 | 239.7227 | 242.6514 | 245.0611 | 247.7855 | 250.5802 | 253.1884 | 256.1422
ENERGY STAR Electric Dryers | Efficient competed | Northwest, Great Basin, California, Rocky Mountains, Upper Midwest, Lower Midwest, Lakes/Mid-Atl., Texas, Southwest, Southeast, Northeast | Residential (New), Residential (Existing) | Other | -4.4347 | 18.1167 | 38.42 | 2530.0324 | 184.5512 | 187.4049 | 189.8368 | 191.8506 | 193.7685 | 195.7018 | 198.1299 | 201.1197 | 203.2539 | 205.9648 | 208.6393 | 211.4483 | 213.6213 | 215.1489 | 216.5543 | 218.3135 | 220.3607 | 223.0019 | 225.4967 | 228.133 | 230.9202 | 233.2134 | 235.806 | 238.4656 | 240.9478 | 243.7588
ENERGY STAR Electronics | Baseline uncompeted | Northwest, Great Basin, California, Rocky Mountains, Upper Midwest, Lower Midwest, Lakes/Mid-Atl., Texas, Southwest, Southeast, Northeast | Residential (New), Residential (Existing) | Computers and Electronics | 999 | 0 | -448.338 | -30407.2259 | 174.085 | 169.3549 | 164.3557 | 159.046 | 153.7885 | 148.7463 | 144.2799 | 140.3144 | 135.9483 | 132.0813 | 128.3746 | 124.9113 | 121.3428 | 117.6768 | 114.2305 | 111.2607 | 108.6925 | 106.6528 | 104.7309 | 103.0876 | 101.7255 | 100.3847 | 99.4151 | 98.6711 | 98.0629 | 97.7192
ENERGY STAR Electronics | Efficient uncompeted | Northwest, Great Basin, California, Rocky Mountains, Upper Midwest, Lower Midwest, Lakes/Mid-Atl., Texas, Southwest, Southeast, Northeast | Residential (New), Residential (Existing) | Computers and Electronics | 999 | 0 | -448.338 | -30407.2259 | 151.2298 | 147.4937 | 143.5445 | 139.3355 | 135.1756 | 131.1955 | 127.7201 | 124.68 | 121.2692 | 118.2884 | 115.4343 | 112.7781 | 110.0061 | 107.1173 | 104.4011 | 102.0919 | 100.125 | 98.6193 | 97.2014 | 96.0178 | 95.072 | 94.1098 | 93.4672 | 93.0127 | 92.6644 | 92.5561
ENERGY STAR Electronics | Baseline competed | Northwest, Great Basin, California, Rocky Mountains, Upper Midwest, Lower Midwest, Lakes/Mid-Atl., Texas, Southwest, Southeast, Northeast | Residential (New), Residential (Existing) | Computers and Electronics | 999 | 0 | -448.338 | -30407.2259 | 174.085 | 169.3549 | 164.3557 | 159.046 | 153.7885 | 148.7463 | 144.2799 | 140.3144 | 135.9483 | 132.0813 | 128.3746 | 124.9113 | 121.3428 | 117.6768 | 114.2305 | 111.2607 | 108.6925 | 106.6528 | 104.7309 | 103.0876 | 101.7255 | 100.3847 | 99.4151 | 98.6711 | 98.0629 | 97.7192
ENERGY STAR Electronics | Efficient competed | Northwest, Great Basin, California, Rocky Mountains, Upper Midwest, Lower Midwest, Lakes/Mid-Atl., Texas, Southwest, Southeast, Northeast | Residential (New), Residential (Existing) | Computers and Electronics | 999 | 0 | -448.338 | -30407.2259 | 151.2298 | 147.4937 | 143.5445 | 139.3355 | 135.1756 | 131.1955 | 127.7201 | 124.68 | 121.2692 | 118.2884 | 115.4343 | 112.7781 | 110.0061 | 107.1173 | 104.4011 | 102.0919 | 100.125 | 98.6193 | 97.2014 | 96.0178 | 95.072 | 94.1098 | 93.4672 | 93.0127 | 92.6644 | 92.5561
ENERGY STAR Gas Dryers v. 1.1 | Baseline uncompeted | Northwest, Great Basin, California, Rocky Mountains, Upper Midwest, Lower Midwest, Lakes/Mid-Atl., Texas, Southwest, Southeast, Northeast | Residential (New), Residential (Existing) | Other | -21.1208 | 98.726 | 167.2512 | 3161.0517 | 12.1899 | 12.5081 | 12.8212 | 13.1168 | 13.3687 | 13.5933 | 13.8015 | 14.0065 | 14.2028 | 14.3932 | 14.5785 | 14.7653 | 14.959 | 15.1519 | 15.3577 | 15.5675 | 15.7781 | 15.9938 | 16.2189 | 16.4523 | 16.6766 | 16.8564 | 17.0483 | 17.2595 | 17.4783 | 17.6896
ENERGY STAR Gas Dryers v. 1.1 | Efficient uncompeted | Northwest, Great Basin, California, Rocky Mountains, Upper Midwest, Lower Midwest, Lakes/Mid-Atl., Texas, Southwest, Southeast, Northeast | Residential (New), Residential (Existing) | Other | -21.1208 | 98.726 | 167.2512 | 3161.0517 | 11.6294 | 11.933 | 12.2317 | 12.5137 | 12.7541 | 12.9684 | 13.167 | 13.3625 | 13.5498 | 13.7314 | 13.9082 | 14.0864 | 14.2713 | 14.4553 | 14.6516 | 14.8518 | 15.0527 | 15.2584 | 15.4732 | 15.6959 | 15.9099 | 16.0814 | 16.2645 | 16.466 | 16.6747 | 16.8763
ENERGY STAR Gas Dryers v. 1.1 | Baseline competed | Northwest, Great Basin, California, Rocky Mountains, Upper Midwest, Lower Midwest, Lakes/Mid-Atl., Texas, Southwest, Southeast, Northeast | Residential (New), Residential (Existing) | Other | -21.1208 | 98.726 | 167.2512 | 3161.0517 | 6.0949 | 6.2541 | 6.4106 | 6.5584 | 6.6844 | 6.7967 | 6.9008 | 7.0032 | 7.1014 | 7.1966 | 7.2893 | 7.3826 | 7.4795 | 7.576 | 7.6788 | 7.7838 | 7.889 | 7.9969 | 8.1095 | 8.2262 | 8.3383 | 8.4282 | 8.5241 | 8.6298 | 8.7392 | 8.8448
ENERGY STAR Gas Dryers v. 1.1 | Efficient competed | Northwest, Great Basin, California, Rocky Mountains, Upper Midwest, Lower Midwest, Lakes/Mid-Atl., Texas, Southwest, Southeast, Northeast | Residential (New), Residential (Existing) | Other | -21.1208 | 98.726 | 167.2512 | 3161.0517 | 5.8147 | 5.9665 | 6.1159 | 6.2569 | 6.377 | 6.4842 | 6.5835 | 6.6813 | 6.7749 | 6.8657 | 6.9541 | 7.0432 | 7.1356 | 7.2276 | 7.3258 | 7.4259 | 7.5263 | 7.6292 | 7.7366 | 7.8479 | 7.9549 | 8.0407 | 8.1322 | 8.233 | 8.3374 | 8.4381
ENERGY STAR Gas Storage WH v. 5.0 | Baseline uncompeted | Northwest, Great Basin, California, Rocky Mountains, Upper Midwest, Lower Midwest, Lakes/Mid-Atl., Texas, Southwest, Southeast, Northeast | Residential (New), Residential (Existing) | Water Heating | 999 | 0 | -2.9513 | -55.7794 | 292.9621 | 297.8296 | 302.4761 | 306.9732 | 310.7344 | 314.0752 | 316.812 | 319.3464 | 321.8562 | 324.2393 | 326.6138 | 329.0102 | 331.2733 | 333.247 | 335.3106 | 337.3137 | 339.2224 | 341.1696 | 343.3178 | 345.6846 | 347.9391 | 349.3899 | 351.1672 | 353.381 | 355.7601 | 358.0017
ENERGY STAR Gas Storage WH v. 5.0 | Efficient uncompeted | Northwest, Great Basin, California, Rocky Mountains, Upper Midwest, Lower Midwest, Lakes/Mid-Atl., Texas, Southwest, Southeast, Northeast | Residential (New), Residential (Existing) | Water Heating | 999 | 0 | -2.9513 | -55.7794 | 214.6118 | 218.1775 | 221.5813 | 224.8757 | 227.631 | 230.0783 | 232.0832 | 233.9398 | 235.7783 | 237.5242 | 239.2636 | 241.0191 | 242.6769 | 244.1228 | 245.6345 | 247.1019 | 248.5002 | 249.9266 | 251.5002 | 253.2341 | 254.8856 | 255.9484 | 257.2504 | 258.8722 | 260.615 | 262.2571
ENERGY STAR Gas Storage WH v. 5.0 | Baseline competed | Northwest, Great Basin, California, Rocky Mountains, Upper Midwest, Lower Midwest, Lakes/Mid-Atl., Texas, Southwest, Southeast, Northeast | Residential (New), Residential (Existing) | Water Heating | 999 | 0 | -2.9513 | -55.7794 | 136.0205 | 139.5838 | 142.1699 | 144.1937 | 144.279 | 140.309 | 139.7272 | 139.2896 | 96.3608 | 97.2414 | 95.7914 | 96.6499 | 96.7194 | 96.2328 | 98.837 | 98.9884 | 98.8267 | 99.5901 | 101.1225 | 102.7222 | 102.2754 | 95.0995 | 94.4208 | 95.4187 | 93.7503 | 91.2151
ENERGY STAR Gas Storage WH v. 5.0 | Efficient competed | Northwest, Great Basin, California, Rocky Mountains, Upper Midwest, Lower Midwest, Lakes/Mid-Atl., Texas, Southwest, Southeast, Northeast | Residential (New), Residential (Existing) | Water Heating | 999 | 0 | -2.9513 | -55.7794 | 99.6429 | 102.2533 | 104.1477 | 105.6303 | 105.6927 | 102.7845 | 102.3583 | 102.0377 | 70.5899 | 71.235 | 70.1728 | 70.8017 | 70.8526 | 70.4961 | 72.4039 | 72.5147 | 72.3963 | 72.9556 | 74.0781 | 75.25 | 74.9227 | 69.6659 | 69.1687 | 69.8998 | 68.6775 | 66.8204
ENERGY STAR Refrigerator | Baseline uncompeted | Northwest, Great Basin, California, Rocky Mountains, Upper Midwest, Lower Midwest, Lakes/Mid-Atl., Texas, Southwest, Southeast, Northeast | Residential (New), Residential (Existing) | Refrigeration | 999 | 0 | -234.1004 | -15883.9502 | 238.0972 | 235.9648 | 233.8691 | 231.7946 | 230.1713 | 229.1813 | 229.2852 | 230.316 | 230.9512 | 232.4731 | 233.8368 | 235.4269 | 236.6904 | 237.7354 | 238.9083 | 240.7066 | 242.9957 | 246.0369 | 248.7773 | 251.6005 | 254.5451 | 256.7647 | 259.1285 | 261.4829 | 263.5136 | 265.638
ENERGY STAR Refrigerator | Efficient uncompeted | Northwest, Great Basin, California, Rocky Mountains, Upper Midwest, Lower Midwest, Lakes/Mid-Atl., Texas, Southwest, Southeast, Northeast | Residential (New), Residential (Existing) | Refrigeration | 999 | 0 | -234.1004 | -15883.9502 | 227.7384 | 225.6988 | 223.6943 | 221.71 | 220.1573 | 219.2105 | 219.3098 | 220.2957 | 220.9033 | 222.359 | 223.6634 | 225.1843 | 226.3928 | 227.3924 | 228.5142 | 230.2343 | 232.4238 | 235.3327 | 237.9539 | 240.6543 | 243.4707 | 245.5937 | 247.8548 | 250.1067 | 252.0491 | 254.081
ENERGY STAR Refrigerator | Baseline competed | Northwest, Great Basin, California, Rocky Mountains, Upper Midwest, Lower Midwest, Lakes/Mid-Atl., Texas, Southwest, Southeast, Northeast | Residential (New), Residential (Existing) | Refrigeration | 999 | 0 | -234.1004 | -15883.9502 | 170.0068 | 169.1274 | 168.1231 | 167.0049 | 166.0646 | 159.8047 | 159.9427 | 160.6745 | 160.8083 | 161.582 | 162.5711 | 163.498 | 164.1068 | 164.3999 | 164.8297 | 165.6446 | 166.7881 | 168.5045 | 170.0293 | 171.6467 | 173.3246 | 174.6814 | 176.2567 | 177.7311 | 179.2214 | 180.9185
ENERGY STAR Refrigerator | Efficient competed | Northwest, Great Basin, California, Rocky Mountains, Upper Midwest, Lower Midwest, Lakes/Mid-Atl., Texas, Southwest, Southeast, Northeast | Residential (New), Residential (Existing) | Refrigeration | 999 | 0 | -234.1004 | -15883.9502 | 162.6104 | 161.7693 | 160.8086 | 159.7391 | 158.8398 | 152.8522 | 152.9842 | 153.6841 | 153.8121 | 154.5522 | 155.4982 | 156.3848 | 156.9671 | 157.2474 | 157.6585 | 158.438 | 159.5318 | 161.1734 | 162.6319 | 164.1789 | 165.7838 | 167.0817 | 168.5883 | 169.9987 | 171.4241 | 173.0474
ENERGY STAR Res. ASHP (FS) + Env. | Baseline uncompeted | California, Upper Midwest, Lower Midwest, Texas, Southwest, Southeast | Residential (New), Residential (Existing) | Heating (Equip.), Cooling (Equip.) | -11.0878 | 43.5504 | 62.9351 | 738.7674 | 587.8929 | 591.0886 | 593.7638 | 595.6262 | 596.4128 | 596.4178 | 596.6903 | 598.063 | 599.9009 | 602.2225 | 604.6384 | 607.7487 | 610.7462 | 613.2233 | 615.929 | 619.1002 | 622.5646 | 626.6817 | 630.7834 | 635.3367 | 640.3577 | 644.5124 | 649.4744 | 654.782 | 659.8012 | 665.2403
ENERGY STAR Res. ASHP (FS) + Env. | Efficient uncompeted | California, Upper Midwest, Lower Midwest, Texas, Southwest, Southeast | Residential (New), Residential (Existing) | Heating (Equip.), Cooling (Equip.) | -11.0878 | 43.5504 | 62.9351 | 738.7674 | 376.4676 | 379.8767 | 382.7949 | 384.9922 | 386.7452 | 388.3719 | 390.9998 | 395.0409 | 398.5828 | 403.1079 | 407.2834 | 411.9016 | 415.8402 | 418.9453 | 422.0932 | 425.9058 | 430.1602 | 435.3813 | 440.3181 | 445.6928 | 451.5766 | 456.3813 | 461.9423 | 467.7618 | 473.0996 | 478.9041
ENERGY STAR Res. ASHP (FS) + Env. | Baseline competed | California, Upper Midwest, Lower Midwest, Texas, Southwest, Southeast | Residential (New), Residential (Existing) | Heating (Equip.), Cooling (Equip.) | -11.0878 | 43.5504 | 62.9351 | 738.7674 | 0.012229 | 0.01412 | 0.016016 | 0.017994 | 0.019942 | 5.3347e-06 | 5.6497e-06 | 6.0994e-06 | 1.0311e-06 | 1.0891e-06 | 1.1973e-06 | 1.2585e-06 | 1.3065e-06 | 1.3453e-06 | 1.3923e-06 | 2.5973e-07 | 2.7849e-07 | 3.053e-07 | 3.3157e-07 | 3.5762e-07 | 3.9113e-07 | 4.5237e-07 | 5.1677e-07 | 5.7646e-07 | 6.5151e-07 | 7.679e-07
ENERGY STAR Res. ASHP (FS) + Env. | Efficient competed | California, Upper Midwest, Lower Midwest, Texas, Southwest, Southeast | Residential (New), Residential (Existing) | Heating (Equip.), Cooling (Equip.) | -11.0878 | 43.5504 | 62.9351 | 738.7674 | 0.0048914 | 0.0060689 | 0.0073373 | 0.0087285 | 0.010198 | 2.9535e-06 | 3.1669e-06 | 3.4713e-06 | 6.6013e-07 | 7.1774e-07 | 8.0979e-07 | 8.7266e-07 | 9.2581e-07 | 9.7145e-07 | 1.0233e-06 | 2.0567e-07 | 2.2155e-07 | 2.4429e-07 | 2.6653e-07 | 2.8881e-07 | 3.1733e-07 | 3.6795e-07 | 4.2169e-07 | 4.7206e-07 | 5.3472e-07 | 6.3141e-07
ENERGY STAR Res. ASHP (FS) + Env. CC | Baseline uncompeted | Northwest, Great Basin, Rocky Mountains, Upper Midwest, Lakes/Mid-Atl., Northeast | Residential (New), Residential (Existing) | Heating (Equip.), Cooling (Equip.) | -7.4718 | 29.5169 | 43.1321 | 461.3436 | 908.2682 | 909.1367 | 907.9638 | 905.1695 | 900.5409 | 895.2159 | 889.767 | 884.5921 | 881.0642 | 877.3107 | 873.7804 | 870.9107 | 868.171 | 865.1281 | 862.4625 | 860.3647 | 858.5309 | 857.321 | 856.4923 | 856.2418 | 855.8601 | 855.0116 | 854.4408 | 854.2796 | 853.9375 | 853.5619
ENERGY STAR Res. ASHP (FS) + Env. CC | Efficient uncompeted | Northwest, Great Basin, Rocky Mountains, Upper Midwest, Lakes/Mid-Atl., Northeast | Residential (New), Residential (Existing) | Heating (Equip.), Cooling (Equip.) | -7.4718 | 29.5169 | 43.1321 | 461.3436 | 468.5854 | 469.6961 | 469.4955 | 468.0775 | 466.1709 | 464.6389 | 464.554 | 465.7819 | 466.6136 | 468.4676 | 469.6618 | 471.0747 | 471.4969 | 470.9001 | 470.2914 | 470.655 | 471.5903 | 473.8349 | 475.8247 | 478.3158 | 481.0074 | 482.3514 | 484.1468 | 486.2657 | 487.8801 | 489.7543
ENERGY STAR Res. ASHP (FS) + Env. CC | Baseline competed | Northwest, Great Basin, Rocky Mountains, Upper Midwest, Lakes/Mid-Atl., Northeast | Residential (New), Residential (Existing) | Heating (Equip.), Cooling (Equip.) | -7.4718 | 29.5169 | 43.1321 | 461.3436 | 0.047957 | 0.051834 | 0.055368 | 0.058585 | 0.061659 | 0.00010082 | 0.00010412 | 0.00010519 | 3.9423e-06 | 3.9726e-06 | 4.305e-06 | 4.4198e-06 | 4.5971e-06 | 4.7358e-06 | 4.6192e-06 | 7.6031e-07 | 8.3591e-07 | 9.3185e-07 | 1.0518e-06 | 1.2134e-06 | 1.3697e-06 | 1.5811e-06 | 1.8507e-06 | 2.0745e-06 | 2.505e-06 | 2.9938e-06
ENERGY STAR Res. ASHP (FS) + Env. CC | Efficient competed | Northwest, Great Basin, Rocky Mountains, Upper Midwest, Lakes/Mid-Atl., Northeast | Residential (New), Residential (Existing) | Heating (Equip.), Cooling (Equip.) | -7.4718 | 29.5169 | 43.1321 | 461.3436 | 0.019853 | 0.022596 | 0.025293 | 0.027925 | 0.030593 | 5.1201e-05 | 5.4383e-05 | 5.6599e-05 | 2.3129e-06 | 2.3986e-06 | 2.6623e-06 | 2.7996e-06 | 2.9708e-06 | 3.1128e-06 | 3.0902e-06 | 5.8707e-07 | 6.4814e-07 | 7.2669e-07 | 8.2355e-07 | 9.5408e-07 | 1.0817e-06 | 1.2472e-06 | 1.4617e-06 | 1.6439e-06 | 1.9828e-06 | 2.3637e-06
ENERGY STAR Res. ASHP (LFL) + Env. | Baseline uncompeted | California, Upper Midwest, Lower Midwest, Texas, Southwest, Southeast | Residential (New), Residential (Existing) | Heating (Equip.), Cooling (Equip.) | 1.249 | 13.6016 | 23.0539 | 1596.8867 | 264.4593 | 266.3655 | 268.1864 | 269.6393 | 270.9981 | 272.2486 | 274.1485 | 276.9623 | 278.727 | 281.2799 | 284.1512 | 287.4073 | 290.2245 | 292.2229 | 294.3361 | 297.2232 | 300.6322 | 304.9232 | 308.9919 | 313.3548 | 317.9557 | 322.1856 | 326.9265 | 331.9216 | 336.6152 | 341.7575
ENERGY STAR Res. ASHP (LFL) + Env. | Efficient uncompeted | California, Upper Midwest, Lower Midwest, Texas, Southwest, Southeast | Residential (New), Residential (Existing) | Heating (Equip.), Cooling (Equip.) | 1.249 | 13.6016 | 23.0539 | 1596.8867 | 203.8483 | 206.3107 | 208.7062 | 210.8163 | 212.8449 | 214.7708 | 217.1889 | 220.3297 | 222.6166 | 225.5243 | 228.6798 | 232.1535 | 235.2731 | 237.7268 | 240.2653 | 243.4309 | 247.0187 | 251.3265 | 255.4509 | 259.8288 | 264.41 | 268.6926 | 273.3989 | 278.3252 | 282.9957 | 288.0417
ENERGY STAR Res. ASHP (LFL) + Env. | Baseline competed | California, Upper Midwest, Lower Midwest, Texas, Southwest, Southeast | Residential (New), Residential (Existing) | Heating (Equip.), Cooling (Equip.) | 1.249 | 13.6016 | 23.0539 | 1596.8867 | 263.9354 | 265.8344 | 267.6427 | 269.0797 | 270.4139 | 2.3812 | 2.4186 | 2.4662 | 2.3111 | 2.2421 | 2.3125 | 2.2611 | 2.1695 | 2.0782 | 2.0313 | 0.95089 | 0.95872 | 0.99548 | 1.0132 | 1.0188 | 1.031 | 1.0641 | 1.0902 | 1.1116 | 1.1442 | 1.2105
ENERGY STAR Res. ASHP (LFL) + Env. | Efficient competed | California, Upper Midwest, Lower Midwest, Texas, Southwest, Southeast | Residential (New), Residential (Existing) | Heating (Equip.), Cooling (Equip.) | 1.249 | 13.6016 | 23.0539 | 1596.8867 | 203.4079 | 205.8632 | 208.2472 | 210.3429 | 212.3496 | 1.8868 | 1.9245 | 1.9706 | 1.8537 | 1.8053 | 1.8688 | 1.834 | 1.7659 | 1.6975 | 1.6648 | 0.78194 | 0.79088 | 0.82372 | 0.84083 | 0.84798 | 0.86059 | 0.89066 | 0.91499 | 0.93541 | 0.96526 | 1.0237
ENERGY STAR Res. ASHP (LFL) + Env. CC | Baseline uncompeted | Northwest, Great Basin, Rocky Mountains, Upper Midwest, Lakes/Mid-Atl., Northeast | Residential (New), Residential (Existing) | Heating (Equip.), Cooling (Equip.) | 10.0381 | 7.5896 | 15.8276 | 815.8797 | 74.2007 | 73.9715 | 73.5549 | 72.9516 | 72.3724 | 71.8323 | 71.4932 | 71.3578 | 71.0046 | 70.8514 | 70.7731 | 70.7626 | 70.6682 | 70.3404 | 69.9942 | 69.8375 | 69.8126 | 70.0601 | 70.2804 | 70.5922 | 70.9586 | 71.1743 | 71.5208 | 71.9281 | 72.3622 | 72.8818
ENERGY STAR Res. ASHP (LFL) + Env. CC | Efficient uncompeted | Northwest, Great Basin, Rocky Mountains, Upper Midwest, Lakes/Mid-Atl., Northeast | Residential (New), Residential (Existing) | Heating (Equip.), Cooling (Equip.) | 10.0381 | 7.5896 | 15.8276 | 815.8797 | 51.3696 | 51.5819 | 51.6753 | 51.6364 | 51.6068 | 51.5874 | 51.7 | 51.9574 | 52.0407 | 52.2601 | 52.5342 | 52.8478 | 53.0952 | 53.1591 | 53.2031 | 53.3898 | 53.6676 | 54.1589 | 54.625 | 55.1637 | 55.7445 | 56.2013 | 56.7552 | 57.3585 | 57.982 | 58.6689
ENERGY STAR Res. ASHP (LFL) + Env. CC | Baseline competed | Northwest, Great Basin, Rocky Mountains, Upper Midwest, Lakes/Mid-Atl., Northeast | Residential (New), Residential (Existing) | Heating (Equip.), Cooling (Equip.) | 10.0381 | 7.5896 | 15.8276 | 815.8797 | 74.1932 | 73.9638 | 73.547 | 72.9435 | 72.3639 | 35.6318 | 35.084 | 34.3888 | 33.6412 | 32.8425 | 32.5713 | 31.8931 | 31.2669 | 30.411 | 29.5675 | 20.1164 | 19.6949 | 19.4276 | 19.2599 | 19.2133 | 19.0125 | 18.859 | 18.8307 | 18.6849 | 18.9471 | 19.1472
ENERGY STAR Res. ASHP (LFL) + Env. CC | Efficient competed | Northwest, Great Basin, Rocky Mountains, Upper Midwest, Lakes/Mid-Atl., Northeast | Residential (New), Residential (Existing) | Heating (Equip.), Cooling (Equip.) | 10.0381 | 7.5896 | 15.8276 | 815.8797 | 51.3625 | 51.5746 | 51.6678 | 51.6287 | 51.5987 | 23.173 | 22.9741 | 22.6592 | 22.2872 | 21.8782 | 21.8418 | 21.5029 | 21.1983 | 20.7235 | 20.2511 | 13.5626 | 13.3527 | 13.2482 | 13.2119 | 13.2613 | 13.1979 | 13.1672 | 13.2247 | 13.1949 | 13.4658 | 13.6902
ENERGY STAR Res. ASHP (RST) + Env. | Baseline uncompeted | California, Upper Midwest, Lower Midwest, Texas, Southwest, Southeast | Residential (New), Residential (Existing) | Heating (Equip.), Cooling (Equip.) | -4.4154 | 21.9392 | 37.9926 | 2739.1638 | 280.906 | 281.2167 | 281.141 | 280.5253 | 279.589 | 278.3876 | 277.8381 | 278.3947 | 278.044 | 278.3153 | 278.619 | 279.1652 | 279.2066 | 278.5882 | 277.9731 | 277.9596 | 278.3158 | 279.407 | 280.352 | 281.4839 | 283.0401 | 284.2348 | 285.8633 | 287.572 | 288.9647 | 290.858
ENERGY STAR Res. ASHP (RST) + Env. | Efficient uncompeted | California, Upper Midwest, Lower Midwest, Texas, Southwest, Southeast | Residential (New), Residential (Existing) | Heating (Equip.), Cooling (Equip.) | -4.4154 | 21.9392 | 37.9926 | 2739.1638 | 125.1295 | 126.6096 | 127.9605 | 129.0909 | 130.0957 | 130.9801 | 132.1778 | 133.926 | 135.2925 | 137.0183 | 138.7428 | 140.6531 | 142.3233 | 143.6847 | 145.0462 | 146.6514 | 148.4166 | 150.5309 | 152.5533 | 154.7194 | 157.1288 | 159.3929 | 161.9221 | 164.4927 | 166.8533 | 169.4687
ENERGY STAR Res. ASHP (RST) + Env. | Baseline competed | California, Upper Midwest, Lower Midwest, Texas, Southwest, Southeast | Residential (New), Residential (Existing) | Heating (Equip.), Cooling (Equip.) | -4.4154 | 21.9392 | 37.9926 | 2739.1638 | 213.5397 | 211.4467 | 209.3557 | 207.0031 | 204.9724 | 2.9095 | 2.8284 | 2.771 | 2.2263 | 2.113 | 2.067 | 1.9718 | 1.8693 | 1.767 | 1.6841 | 0.94511 | 0.90439 | 0.88724 | 0.86341 | 0.83985 | 0.82362 | 0.8234 | 0.81574 | 0.80175 | 0.79239 | 0.80451
ENERGY STAR Res. ASHP (RST) + Env. | Efficient competed | California, Upper Midwest, Lower Midwest, Texas, Southwest, Southeast | Residential (New), Residential (Existing) | Heating (Equip.), Cooling (Equip.) | -4.4154 | 21.9392 | 37.9926 | 2739.1638 | 95.1206 | 95.197 | 95.2869 | 95.2569 | 95.3749 | 1.3597 | 1.3361 | 1.3233 | 0.95295 | 0.91551 | 0.90437 | 0.87301 | 0.83762 | 0.80128 | 0.77348 | 0.44186 | 0.42816 | 0.42465 | 0.41798 | 0.41126 | 0.40774 | 0.41198 | 0.41265 | 0.41006 | 0.40953 | 0.41973
ENERGY STAR Res. ASHP (RST) + Env. CC | Baseline uncompeted | Northwest, Great Basin, Rocky Mountains, Upper Midwest, Lakes/Mid-Atl., Northeast | Residential (New), Residential (Existing) | Heating (Equip.), Cooling (Equip.) | -1.0475 | 16.3352 | 31.811 | 1771.99 | 158.263 | 157.929 | 157.0424 | 155.6111 | 154.1701 | 152.8266 | 151.9029 | 151.3495 | 150.4501 | 149.9558 | 149.4099 | 148.9429 | 148.1413 | 146.9558 | 145.6666 | 144.6913 | 143.9729 | 143.7541 | 143.5052 | 143.394 | 143.3897 | 143.1048 | 143.0266 | 143.0604 | 143.061 | 143.2663
ENERGY STAR Res. ASHP (RST) + Env. CC | Efficient uncompeted | Northwest, Great Basin, Rocky Mountains, Upper Midwest, Lakes/Mid-Atl., Northeast | Residential (New), Residential (Existing) | Heating (Equip.), Cooling (Equip.) | -1.0475 | 16.3352 | 31.811 | 1771.99 | 56.0202 | 56.595 | 57.0576 | 57.3537 | 57.6487 | 57.9623 | 58.443 | 59.0878 | 59.6333 | 60.3603 | 61.0726 | 61.8149 | 62.4316 | 62.8924 | 63.2896 | 63.8194 | 64.4442 | 65.307 | 66.1648 | 67.0954 | 68.0897 | 68.951 | 69.8899 | 70.8969 | 71.8781 | 72.9629
ENERGY STAR Res. ASHP (RST) + Env. CC | Baseline competed | Northwest, Great Basin, Rocky Mountains, Upper Midwest, Lakes/Mid-Atl., Northeast | Residential (New), Residential (Existing) | Heating (Equip.), Cooling (Equip.) | -1.0475 | 16.3352 | 31.811 | 1771.99 | 141.9223 | 141.219 | 140.0368 | 138.4712 | 136.9352 | 41.278 | 39.7472 | 37.9977 | 29.4333 | 27.6803 | 26.3062 | 24.7578 | 23.2313 | 21.6232 | 19.929 | 11.7602 | 10.9635 | 10.3054 | 9.7413 | 9.2466 | 8.6892 | 8.204 | 7.8409 | 7.3735 | 7.1376 | 6.9178
ENERGY STAR Res. ASHP (RST) + Env. CC | Efficient competed | Northwest, Great Basin, Rocky Mountains, Upper Midwest, Lakes/Mid-Atl., Northeast | Residential (New), Residential (Existing) | Heating (Equip.), Cooling (Equip.) | -1.0475 | 16.3352 | 31.811 | 1771.99 | 50.2361 | 50.6069 | 50.879 | 51.0365 | 51.2041 | 15.4852 | 15.1128 | 14.6452 | 8.2163 | 7.7982 | 7.4715 | 7.0936 | 6.7258 | 6.3316 | 5.8892 | 3.7369 | 3.5267 | 3.355 | 3.2094 | 3.0835 | 2.9335 | 2.7994 | 2.7027 | 2.5698 | 2.5108 | 2.449
ENERGY STAR Res. GSHP (FS) | Baseline uncompeted | Northwest, Great Basin, California, Rocky Mountains, Upper Midwest, Lower Midwest, Lakes/Mid-Atl., Texas, Southwest, Southeast, Northeast | Residential (New), Residential (Existing) | Heating (Equip.), Cooling (Equip.) | -21.3624 | 999 | 163.5174 | 1443.0896 | 1496.1612 | 1500.2253 | 1501.7275 | 1500.7957 | 1496.9537 | 1491.6338 | 1486.4574 | 1482.6551 | 1480.9651 | 1479.5332 | 1478.4189 | 1478.6594 | 1478.9173 | 1478.3513 | 1478.3915 | 1479.4649 | 1481.0955 | 1484.0027 | 1487.2757 | 1491.5785 | 1496.2178 | 1499.5241 | 1503.9152 | 1509.0616 | 1513.7387 | 1518.8022
ENERGY STAR Res. GSHP (FS) | Efficient uncompeted | Northwest, Great Basin, California, Rocky Mountains, Upper Midwest, Lower Midwest, Lakes/Mid-Atl., Texas, Southwest, Southeast, Northeast | Residential (New), Residential (Existing) | Heating (Equip.), Cooling (Equip.) | -21.3624 | 999 | 163.5174 | 1443.0896 | 1072.7796 | 1071.9798 | 1068.8689 | 1063.4194 | 1056.9871 | 1051.2054 | 1048.6929 | 1049.6221 | 1049.6635 | 1052.265 | 1053.6926 | 1055.96 | 1056.3174 | 1054.5811 | 1053.0514 | 1053.5427 | 1055.2952 | 1059.7902 | 1063.7028 | 1068.7606 | 1074.6424 | 1077.7631 | 1082.3124 | 1087.5749 | 1091.7545 | 1096.7803
ENERGY STAR Res. GSHP (FS) | Baseline competed | Northwest, Great Basin, California, Rocky Mountains, Upper Midwest, Lower Midwest, Lakes/Mid-Atl., Texas, Southwest, Southeast, Northeast | Residential (New), Residential (Existing) | Heating (Equip.), Cooling (Equip.) | -21.3624 | 999 | 163.5174 | 1443.0896 | 3.8099e-12 | 4.9822e-12 | 7.6198e-12 | 9.3782e-12 | 1.524e-11 | 1.4654e-12 | 1.1723e-12 | -1.7584e-12 | 2.9307e-13 | -2.9307e-13 | 8.7921e-13 | 8.7921e-13 | 1.4654e-12 | -5.8614e-13 | -8.7921e-13 | 2.9307e-13 | 1.7584e-12 | -5.8614e-13 | 2.9307e-12 | -1.4654e-12 | 2.9307e-13 | 2.0515e-12 | 8.7921e-13 | 2.6376e-12 | -2.9307e-13 | -5.8614e-13
ENERGY STAR Res. GSHP (FS) | Efficient competed | Northwest, Great Basin, California, Rocky Mountains, Upper Midwest, Lower Midwest, Lakes/Mid-Atl., Texas, Southwest, Southeast, Northeast | Residential (New), Residential (Existing) | Heating (Equip.), Cooling (Equip.) | -21.3624 | 999 | 163.5174 | 1443.0896 | 2.0515e-12 | 4.9822e-12 | 2.9307e-12 | 3.8099e-12 | 6.4475e-12 | 0 | -2.9307e-13 | -2.9307e-13 | -1.4654e-12 | 2.9307e-13 | 0 | 1.1723e-12 | 2.9307e-13 | 2.9307e-13 | 8.7921e-13 | 1.4654e-12 | 0 | 8.7921e-13 | 5.8614e-13 | -1.4654e-12 | 1.7584e-12 | -2.9307e-13 | -2.9307e-13 | 1.7584e-12 | 1.7584e-12 | -1.7584e-12
ENERGY STAR Res. GSHP (LFL) | Baseline uncompeted | Northwest, Great Basin, California, Rocky Mountains, Upper Midwest, Lower Midwest, Lakes/Mid-Atl., Texas, Southwest, Southeast, Northeast | Residential (New), Residential (Existing) | Heating (Equip.), Cooling (Equip.) | 999 | 999 | 999 | 999 | 17.3423 | 18.2123 | 19.0438 | 19.8253 | 20.5996 | 21.3714 | 22.201 | 23.1019 | 23.9773 | 24.9052 | 25.9914 | 27.1015 | 28.1358 | 29.088 | 29.9992 | 30.9778 | 31.9811 | 33.061 | 34.1059 | 35.1649 | 36.245 | 37.2483 | 38.2986 | 39.3509 | 40.3665 | 41.423
ENERGY STAR Res. GSHP (LFL) | Efficient uncompeted | Northwest, Great Basin, California, Rocky Mountains, Upper Midwest, Lower Midwest, Lakes/Mid-Atl., Texas, Southwest, Southeast, Northeast | Residential (New), Residential (Existing) | Heating (Equip.), Cooling (Equip.) | 999 | 999 | 999 | 999 | 17.6994 | 18.5837 | 19.4284 | 20.2217 | 21.0073 | 21.7903 | 22.632 | 23.546 | 24.434 | 25.3752 | 26.4772 | 27.6031 | 28.6516 | 29.6161 | 30.5386 | 31.5295 | 32.5454 | 33.639 | 34.6968 | 35.7688 | 36.8618 | 37.8764 | 38.9387 | 40.0028 | 41.0294 | 42.0974
ENERGY STAR Res. GSHP (LFL) | Baseline competed | Northwest, Great Basin, California, Rocky Mountains, Upper Midwest, Lower Midwest, Lakes/Mid-Atl., Texas, Southwest, Southeast, Northeast | Residential (New), Residential (Existing) | Heating (Equip.), Cooling (Equip.) | 999 | 999 | 999 | 999 | 0.26275 | 0.30259 | 0.34254 | 0.38275 | 0.42238 | 0.46206 | 0.50214 | 0.54344 | 0.79388 | 1.119 | 4.9386 | 4.7388 | 4.5258 | 4.2955 | 4.0801 | 3.8801 | 3.6967 | 3.5433 | 3.3973 | 3.2632 | 3.1325 | 3.0126 | 2.9051 | 2.7959 | 2.7048 | 2.6219
ENERGY STAR Res. GSHP (LFL) | Efficient competed | Northwest, Great Basin, California, Rocky Mountains, Upper Midwest, Lower Midwest, Lakes/Mid-Atl., Texas, Southwest, Southeast, Northeast | Residential (New), Residential (Existing) | Heating (Equip.), Cooling (Equip.) | 999 | 999 | 999 | 999 | 0.26816 | 0.30876 | 0.34946 | 0.3904 | 0.43074 | 0.47112 | 0.51189 | 0.55389 | 0.809 | 1.1401 | 5.0309 | 4.8265 | 4.6087 | 4.3735 | 4.1535 | 3.9492 | 3.7619 | 3.6053 | 3.4561 | 3.3193 | 3.1858 | 3.0634 | 2.9537 | 2.8422 | 2.7492 | 2.6646
ENERGY STAR Res. GSHP (RST) | Baseline uncompeted | Northwest, Great Basin, California, Rocky Mountains, Upper Midwest, Lower Midwest, Lakes/Mid-Atl., Texas, Southwest, Southeast, Northeast | Residential (New), Residential (Existing) | Heating (Equip.), Cooling (Equip.) | -15.8486 | 64.3464 | 121.0242 | 7832.4069 | 439.169 | 439.1457 | 438.1834 | 436.1364 | 433.7591 | 431.2142 | 429.7409 | 429.7442 | 428.4941 | 428.2711 | 428.0289 | 428.1081 | 427.3479 | 425.544 | 423.6397 | 422.6509 | 422.2887 | 423.1611 | 423.8572 | 424.8779 | 426.4297 | 427.3396 | 428.8898 | 430.6324 | 432.0257 | 434.1243
ENERGY STAR Res. GSHP (RST) | Efficient uncompeted | Northwest, Great Basin, California, Rocky Mountains, Upper Midwest, Lower Midwest, Lakes/Mid-Atl., Texas, Southwest, Southeast, Northeast | Residential (New), Residential (Existing) | Heating (Equip.), Cooling (Equip.) | -15.8486 | 64.3464 | 121.0242 | 7832.4069 | 201.6798 | 203.0142 | 204.079 | 204.725 | 205.2571 | 205.7149 | 206.7218 | 208.5155 | 209.799 | 211.6837 | 213.5683 | 215.6904 | 217.4414 | 218.7124 | 219.9389 | 221.57 | 223.4792 | 226.011 | 228.445 | 231.1134 | 234.1096 | 236.8287 | 239.9177 | 243.1229 | 246.0901 | 249.4323
ENERGY STAR Res. GSHP (RST) | Baseline competed | Northwest, Great Basin, California, Rocky Mountains, Upper Midwest, Lower Midwest, Lakes/Mid-Atl., Texas, Southwest, Southeast, Northeast | Residential (New), Residential (Existing) | Heating (Equip.), Cooling (Equip.) | -15.8486 | 64.3464 | 121.0242 | 7832.4069 | 1.9155e-06 | 1.8677e-06 | 1.8249e-06 | 1.772e-06 | 1.726e-06 | 7.1654e-08 | 6.8289e-08 | 6.565e-08 | 1.1046e-06 | 3.556e-07 | 1.2054e-09 | 1.1512e-09 | 1.089e-09 | 1.0222e-09 | 9.6918e-10 | 5.7237e-10 | 5.413e-10 | 5.1873e-10 | 4.9763e-10 | 4.777e-10 | 4.5924e-10 | 4.4722e-10 | 4.3609e-10 | 4.2173e-10 | 4.1264e-10 | 4.1323e-10
ENERGY STAR Res. GSHP (RST) | Efficient competed | Northwest, Great Basin, California, Rocky Mountains, Upper Midwest, Lower Midwest, Lakes/Mid-Atl., Texas, Southwest, Southeast, Northeast | Residential (New), Residential (Existing) | Heating (Equip.), Cooling (Equip.) | -15.8486 | 64.3464 | 121.0242 | 7832.4069 | 9.2902e-07 | 9.1095e-07 | 8.9571e-07 | 8.7535e-07 | 8.5856e-07 | 3.1654e-08 | 3.0439e-08 | 2.951e-08 | 4.0246e-07 | 1.3021e-07 | 4.4341e-10 | 4.2583e-10 | 4.0561e-10 | 3.8363e-10 | 3.6634e-10 | 2.2361e-10 | 2.1365e-10 | 2.0691e-10 | 2.0017e-10 | 1.9431e-10 | 1.8844e-10 | 1.8493e-10 | 1.8229e-10 | 1.776e-10 | 1.7526e-10 | 1.7672e-10
ENERGY STAR Res. HPWH | Baseline uncompeted | Northwest, Great Basin, California, Rocky Mountains, Upper Midwest, Lower Midwest, Lakes/Mid-Atl., Texas, Southwest, Southeast, Northeast | Residential (New), Residential (Existing) | Water Heating | 75.9257 | 1.3168 | 2.4248 | 156.8017 | 489.3374 | 486.2223 | 482.5327 | 477.936 | 473.2793 | 468.8274 | 465.8344 | 464.4075 | 463.5802 | 464.6801 | 466.8746 | 469.3638 | 470.7096 | 470.8766 | 470.7505 | 471.4483 | 472.8175 | 475.5045 | 477.8674 | 480.4496 | 483.3038 | 485.1428 | 487.5651 | 490.163 | 492.459 | 495.4663
ENERGY STAR Res. HPWH | Efficient uncompeted | Northwest, Great Basin, California, Rocky Mountains, Upper Midwest, Lower Midwest, Lakes/Mid-Atl., Texas, Southwest, Southeast, Northeast | Residential (New), Residential (Existing) | Water Heating | 75.9257 | 1.3168 | 2.4248 | 156.8017 | 137.9042 | 137.0263 | 135.9865 | 134.6911 | 133.3787 | 132.1241 | 131.2806 | 130.8785 | 130.6453 | 130.9553 | 131.5737 | 132.2752 | 132.6545 | 132.7016 | 132.666 | 132.8627 | 133.2486 | 134.0058 | 134.6717 | 135.3994 | 136.2038 | 136.7221 | 137.4047 | 138.1369 | 138.7839 | 139.6314
ENERGY STAR Res. HPWH | Baseline competed | Northwest, Great Basin, California, Rocky Mountains, Upper Midwest, Lower Midwest, Lakes/Mid-Atl., Texas, Southwest, Southeast, Northeast | Residential (New), Residential (Existing) | Water Heating | 75.9257 | 1.3168 | 2.4248 | 156.8017 | 489.3374 | 486.2223 | 482.5327 | 477.936 | 473.2793 | 468.8273 | 465.8343 | 464.4074 | 463.5801 | 464.6801 | 466.8745 | 469.3637 | 470.7095 | 470.8765 | 470.7504 | 471.4482 | 472.8175 | 475.5044 | 477.8673 | 480.4495 | 483.3037 | 485.1427 | 487.565 | 490.1629 | 492.4589 | 495.4662
ENERGY STAR Res. HPWH | Efficient competed | Northwest, Great Basin, California, Rocky Mountains, Upper Midwest, Lower Midwest, Lakes/Mid-Atl., Texas, Southwest, Southeast, Northeast | Residential (New), Residential (Existing) | Water Heating | 75.9257 | 1.3168 | 2.4248 | 156.8017 | 137.9042 | 137.0263 | 135.9865 | 134.6911 | 133.3787 | 132.1241 | 131.2806 | 130.8784 | 130.6453 | 130.9553 | 131.5737 | 132.2752 | 132.6545 | 132.7016 | 132.666 | 132.8627 | 133.2486 | 134.0058 | 134.6717 | 135.3994 | 136.2038 | 136.722 | 137.4047 | 138.1368 | 138.7839 | 139.6314
ENERGY STAR Res. HPWH (FS) 120V | Baseline uncompeted | Northwest, Great Basin, California, Rocky Mountains, Upper Midwest, Lower Midwest, Lakes/Mid-Atl., Texas, Southwest, Southeast, Northeast | Residential (New), Residential (Existing) | Water Heating | -11.5953 | 0 | -16.0945 | -88.5875 | 315.8234 | 316.7902 | 317.6066 | 318.3123 | 318.3765 | 318.1609 | 317.358 | 316.3565 | 315.3779 | 314.3557 | 313.3556 | 312.3921 | 311.3362 | 310.0487 | 308.882 | 307.6689 | 306.397 | 305.2192 | 304.2532 | 303.5106 | 302.6987 | 301.2437 | 300.0943 | 299.3433 | 298.7563 | 298.0808
ENERGY STAR Res. HPWH (FS) 120V | Efficient uncompeted | Northwest, Great Basin, California, Rocky Mountains, Upper Midwest, Lower Midwest, Lakes/Mid-Atl., Texas, Southwest, Southeast, Northeast | Residential (New), Residential (Existing) | Water Heating | -11.5953 | 0 | -16.0945 | -88.5875 | 253.1338 | 252.3637 | 251.3024 | 249.9508 | 248.3855 | 247.1085 | 246.3147 | 246.0905 | 245.2092 | 244.9923 | 244.3501 | 243.68 | 242.353 | 240.3886 | 238.4559 | 236.8848 | 235.5358 | 234.8104 | 233.9928 | 233.4637 | 233.0336 | 231.5024 | 230.3965 | 229.6559 | 228.8294 | 228.0854
ENERGY STAR Res. HPWH (FS) 120V | Baseline competed | Northwest, Great Basin, California, Rocky Mountains, Upper Midwest, Lower Midwest, Lakes/Mid-Atl., Texas, Southwest, Southeast, Northeast | Residential (New), Residential (Existing) | Water Heating | -11.5953 | 0 | -16.0945 | -88.5875 | 0.00045123 | 0.00042536 | 0.00040886 | 0.00039712 | 0.00041331 | 0.00036451 | 0.00038282 | 0.00039238 | 18.8766 | 17.766 | 17.9077 | 17.1829 | 16.6966 | 16.2197 | 14.944 | 14.4406 | 14.0704 | 13.5939 | 12.9456 | 12.384 | 12.3127 | 14.0932 | 14.3937 | 14.0455 | 14.7009 | 15.6296
ENERGY STAR Res. HPWH (FS) 120V | Efficient competed | Northwest, Great Basin, California, Rocky Mountains, Upper Midwest, Lower Midwest, Lakes/Mid-Atl., Texas, Southwest, Southeast, Northeast | Residential (New), Residential (Existing) | Water Heating | -11.5953 | 0 | -16.0945 | -88.5875 | 0.00036166 | 0.00033886 | 0.00032351 | 0.00031184 | 0.00032245 | 0.00028311 | 0.00029712 | 0.00030523 | 14.6768 | 13.8459 | 13.9641 | 13.4034 | 12.9971 | 12.5756 | 11.5368 | 11.1183 | 10.8163 | 10.458 | 9.9561 | 9.5259 | 9.479 | 10.8305 | 11.0507 | 10.7757 | 11.26 | 11.9595
ENERGY STAR Res. HPWH (FS) 240V | Baseline uncompeted | Northwest, Great Basin, California, Rocky Mountains, Upper Midwest, Lower Midwest, Lakes/Mid-Atl., Texas, Southwest, Southeast, Northeast | Residential (New), Residential (Existing) | Water Heating | 999 | 0 | -5.3891 | -57.0175 | 315.8234 | 316.7902 | 317.6066 | 318.3123 | 318.3765 | 318.1609 | 317.358 | 316.3565 | 315.3779 | 314.3557 | 313.3556 | 312.3921 | 311.3362 | 310.0487 | 308.882 | 307.6689 | 306.397 | 305.2192 | 304.2532 | 303.5106 | 302.6987 | 301.2437 | 300.0943 | 299.3433 | 298.7563 | 298.0808
ENERGY STAR Res. HPWH (FS) 240V | Efficient uncompeted | Northwest, Great Basin, California, Rocky Mountains, Upper Midwest, Lower Midwest, Lakes/Mid-Atl., Texas, Southwest, Southeast, Northeast | Residential (New), Residential (Existing) | Water Heating | 999 | 0 | -5.3891 | -57.0175 | 168.7559 | 168.2425 | 167.5349 | 166.6338 | 165.5904 | 164.739 | 164.2098 | 164.0603 | 163.4728 | 163.3282 | 162.9001 | 162.4533 | 161.5686 | 160.2591 | 158.9706 | 157.9232 | 157.0239 | 156.5403 | 155.9952 | 155.6424 | 155.3557 | 154.3349 | 153.5977 | 153.1039 | 152.5529 | 152.0569
ENERGY STAR Res. HPWH (FS) 240V | Baseline competed | Northwest, Great Basin, California, Rocky Mountains, Upper Midwest, Lower Midwest, Lakes/Mid-Atl., Texas, Southwest, Southeast, Northeast | Residential (New), Residential (Existing) | Water Heating | 999 | 0 | -5.3891 | -57.0175 | 50.9016 | 46.1049 | 43.5284 | 42.235 | 44.4095 | 39.7824 | 42.7606 | 45.1918 | 99.1002 | 97.7369 | 99.5608 | 97.8585 | 97.3475 | 97.693 | 92.9809 | 92.1729 | 91.7637 | 89.7344 | 86.5834 | 83.409 | 83.6505 | 94.3871 | 94.3044 | 92.055 | 94.079 | 97.4085
ENERGY STAR Res. HPWH (FS) 240V | Efficient competed | Northwest, Great Basin, California, Rocky Mountains, Upper Midwest, Lower Midwest, Lakes/Mid-Atl., Texas, Southwest, Southeast, Northeast | Residential (New), Residential (Existing) | Water Heating | 999 | 0 | -5.3891 | -57.0175 | 27.1985 | 24.4856 | 22.9609 | 22.1097 | 23.0978 | 20.5988 | 22.1255 | 23.4362 | 51.3675 | 50.7806 | 51.7574 | 50.8894 | 50.5187 | 50.4959 | 47.854 | 47.3114 | 47.0275 | 46.0228 | 44.3926 | 42.7727 | 42.9324 | 48.357 | 48.268 | 47.083 | 48.0393 | 49.69
ENERGY STAR Res. HPWH (FS) New | Baseline uncompeted | Northwest, Great Basin, California, Rocky Mountains, Upper Midwest, Lower Midwest, Lakes/Mid-Atl., Texas, Southwest, Southeast, Northeast | Residential (New), Residential (Existing) | Water Heating | 43.0436 | 2.3124 | 2.7294 | 28.8981 | 3.2807 | 6.5712 | 9.8923 | 13.2511 | 16.5857 | 19.8556 | 23.0427 | 26.1855 | 29.2586 | 32.2385 | 35.1823 | 38.1233 | 41.0314 | 43.8898 | 46.7348 | 49.5832 | 52.4123 | 55.2078 | 58.0158 | 60.846 | 63.6521 | 66.3041 | 68.9935 | 71.736 | 74.4899 | 77.2062
ENERGY STAR Res. HPWH (FS) New | Efficient uncompeted | Northwest, Great Basin, California, Rocky Mountains, Upper Midwest, Lower Midwest, Lakes/Mid-Atl., Texas, Southwest, Southeast, Northeast | Residential (New), Residential (Existing) | Water Heating | 43.0436 | 2.3124 | 2.7294 | 28.8981 | 1.753 | 3.4899 | 5.2181 | 6.9368 | 8.6264 | 10.2809 | 11.9229 | 13.5796 | 15.1659 | 16.75 | 18.2898 | 19.8253 | 21.2933 | 22.6859 | 24.0528 | 25.4506 | 26.8605 | 28.3149 | 29.7456 | 31.2023 | 32.6685 | 33.9693 | 35.3131 | 36.6905 | 38.0365 | 39.3844
ENERGY STAR Res. HPWH (FS) New | Baseline competed | Northwest, Great Basin, California, Rocky Mountains, Upper Midwest, Lower Midwest, Lakes/Mid-Atl., Texas, Southwest, Southeast, Northeast | Residential (New), Residential (Existing) | Water Heating | 43.0436 | 2.3124 | 2.7294 | 28.8981 | 0.99421 | 1.7786 | 2.5282 | 3.3289 | 4.5396 | 5.573 | 7.0224 | 8.5697 | 29.2578 | 32.2377 | 35.1814 | 38.1223 | 41.0304 | 43.8887 | 46.7336 | 49.5819 | 52.4109 | 55.2063 | 58.0142 | 60.8442 | 63.6503 | 66.3025 | 68.9919 | 71.7342 | 74.4882 | 77.2045
ENERGY STAR Res. HPWH (FS) New | Efficient competed | Northwest, Great Basin, California, Rocky Mountains, Upper Midwest, Lower Midwest, Lakes/Mid-Atl., Texas, Southwest, Southeast, Northeast | Residential (New), Residential (Existing) | Water Heating | 43.0436 | 2.3124 | 2.7294 | 28.8981 | 0.53124 | 0.94457 | 1.3336 | 1.7426 | 2.3611 | 2.8856 | 3.6336 | 4.4442 | 15.1655 | 16.7496 | 18.2893 | 19.8248 | 21.2928 | 22.6853 | 24.0521 | 25.4499 | 26.8598 | 28.3141 | 29.7447 | 31.2013 | 32.6676 | 33.9685 | 35.3122 | 36.6896 | 38.0357 | 39.3836
ESTAR IECC Res. N-Elec. Env. | Baseline uncompeted | Northwest, Great Basin, California, Rocky Mountains, Upper Midwest, Lower Midwest, Lakes/Mid-Atl., Texas, Southwest, Southeast, Northeast | Residential (New), Residential (Existing) | Heating (Equip.) | 36.4479 | 2.7421 | 4.0776 | 76.3522 | 1354.0815 | 1348.4029 | 1341.123 | 1332.4264 | 1321.5431 | 1309.5188 | 1297.0018 | 1284.4846 | 1274.9205 | 1264.3519 | 1254.0823 | 1244.5702 | 1235.7292 | 1226.8303 | 1218.6805 | 1211.0707 | 1203.8454 | 1196.8943 | 1190.6398 | 1184.8994 | 1179.02 | 1172.3979 | 1166.1464 | 1160.3542 | 1154.5913 | 1148.5392
ESTAR IECC Res. N-Elec. Env. | Efficient uncompeted | Northwest, Great Basin, California, Rocky Mountains, Upper Midwest, Lower Midwest, Lakes/Mid-Atl., Texas, Southwest, Southeast, Northeast | Residential (New), Residential (Existing) | Heating (Equip.) | 36.4479 | 2.7421 | 4.0776 | 76.3522 | 754.3553 | 755.5399 | 755.7673 | 755.1179 | 753.085 | 750.1839 | 746.796 | 743.2386 | 741.1913 | 738.3508 | 735.54 | 733.0607 | 730.8649 | 728.5303 | 726.5245 | 724.7816 | 723.1997 | 721.6687 | 720.4754 | 719.5097 | 718.4015 | 716.7515 | 715.2529 | 713.957 | 712.6046 | 711.0012
ESTAR IECC Res. N-Elec. Env. | Baseline competed | Northwest, Great Basin, California, Rocky Mountains, Upper Midwest, Lower Midwest, Lakes/Mid-Atl., Texas, Southwest, Southeast, Northeast | Residential (New), Residential (Existing) | Heating (Equip.) | 36.4479 | 2.7421 | 4.0776 | 76.3522 | 43.7203 | 51.2172 | 56.677 | 61.6943 | 63.2787 | 59.8678 | 60.3846 | 60.8153 | 89.9303 | 89.3825 | 89.0489 | 89.6844 | 89.8414 | 89.2404 | 90.5453 | 13.0231 | 13.5315 | 14.2538 | 15.3721 | 16.801 | 17.7238 | 18.2021 | 20.1608 | 21.9052 | 24.686 | 28.0584
ESTAR IECC Res. N-Elec. Env. | Efficient competed | Northwest, Great Basin, California, Rocky Mountains, Upper Midwest, Lower Midwest, Lakes/Mid-Atl., Texas, Southwest, Southeast, Northeast | Residential (New), Residential (Existing) | Heating (Equip.) | 36.4479 | 2.7421 | 4.0776 | 76.3522 | 24.2514 | 28.5746 | 31.8016 | 34.8122 | 35.902 | 34.0745 | 34.5462 | 34.9658 | 52.0415 | 51.9549 | 51.984 | 52.5753 | 52.8833 | 52.7398 | 53.7187 | 7.7552 | 8.0884 | 8.5514 | 9.2552 | 10.1508 | 10.745 | 11.0716 | 12.3027 | 13.4094 | 15.1582 | 17.2804
Min. Eff. Com. ASHP (FS) | Baseline uncompeted | California, Upper Midwest, Lower Midwest, Texas, Southwest, Southeast | Commercial (New), Commercial (Existing) | Heating (Equip.), Cooling (Equip.) | -10.9484 | 95.1389 | 74.3563 | 587.7549 | 270.957 | 272.2344 | 272.5159 | 272.1653 | 271.4427 | 270.4417 | 269.9886 | 269.8975 | 268.8208 | 268 | 267.0156 | 266.1175 | 264.8903 | 263.1817 | 261.5816 | 260.0835 | 258.7998 | 257.8844 | 256.9622 | 256.2218 | 255.6051 | 254.5205 | 253.8404 | 253.3551 | 252.7937 | 252.3795
Min. Eff. Com. ASHP (FS) | Efficient uncompeted | California, Upper Midwest, Lower Midwest, Texas, Southwest, Southeast | Commercial (New), Commercial (Existing) | Heating (Equip.), Cooling (Equip.) | -10.9484 | 95.1389 | 74.3563 | 587.7549 | 228.4089 | 228.6619 | 228.1042 | 227.0095 | 225.7766 | 224.5162 | 224.1401 | 224.4176 | 223.5595 | 223.2339 | 222.6162 | 222.0472 | 220.9469 | 219.2661 | 217.6537 | 216.3122 | 215.2861 | 214.8038 | 214.1844 | 213.764 | 213.5448 | 212.797 | 212.4664 | 212.2923 | 211.9431 | 211.8111
Min. Eff. Com. ASHP (FS) | Baseline competed | California, Upper Midwest, Lower Midwest, Texas, Southwest, Southeast | Commercial (New), Commercial (Existing) | Heating (Equip.), Cooling (Equip.) | -10.9484 | 95.1389 | 74.3563 | 587.7549 | 70.1291 | 70.0418 | 69.82 | 69.5143 | 69.2042 | 2.9307e-13 | 0 | -5.8614e-13 | 2.9307e-13 | 0 | -8.7921e-13 | 0 | -2.9307e-13 | 0 | 0 | -2.9307e-13 | -5.8614e-13 | 2.9307e-13 | 2.9307e-13 | -2.9307e-13 | 0 | -2.9307e-13 | 2.9307e-13 | 2.9307e-13 | -2.9307e-13 | 5.8614e-13
Min. Eff. Com. ASHP (FS) | Efficient competed | California, Upper Midwest, Lower Midwest, Texas, Southwest, Southeast | Commercial (New), Commercial (Existing) | Heating (Equip.), Cooling (Equip.) | -10.9484 | 95.1389 | 74.3563 | 587.7549 | 70.5316 | 70.4505 | 70.2348 | 69.9364 | 69.6363 | -5.8614e-13 | 0 | -2.9307e-13 | -2.9307e-13 | 0 | -2.9307e-13 | -2.9307e-13 | -2.9307e-13 | 5.8614e-13 | 0 | 0 | 0 | 0 | -2.9307e-13 | 0 | -2.9307e-13 | 0 | 2.9307e-13 | 0 | 2.9307e-13 | -5.8614e-13
Min. Eff. Com. ASHP (FS) CC | Baseline uncompeted | Northwest, Great Basin, Rocky Mountains, Upper Midwest, Lakes/Mid-Atl., Northeast | Commercial (New), Commercial (Existing) | Heating (Equip.), Cooling (Equip.) | -11.6634 | 999 | 71.1741 | 588.2866 | 304.0787 | 307.9041 | 310.3818 | 311.9613 | 312.1185 | 311.6882 | 311.3161 | 310.8329 | 309.6503 | 308.3676 | 306.8649 | 305.3901 | 303.6228 | 301.2923 | 298.9853 | 296.7344 | 294.5567 | 292.6789 | 291.0157 | 289.7105 | 288.173 | 286.3899 | 284.8754 | 283.6405 | 282.2798 | 280.7373
Min. Eff. Com. ASHP (FS) CC | Efficient uncompeted | Northwest, Great Basin, Rocky Mountains, Upper Midwest, Lakes/Mid-Atl., Northeast | Commercial (New), Commercial (Existing) | Heating (Equip.), Cooling (Equip.) | -11.6634 | 999 | 71.1741 | 588.2866 | 216.7808 | 218.228 | 218.6427 | 218.2955 | 217.2379 | 216.1636 | 215.8466 | 215.9983 | 215.1699 | 214.7983 | 213.9621 | 213.0979 | 211.6147 | 209.4182 | 207.1766 | 205.283 | 203.6543 | 202.6526 | 201.6131 | 200.897 | 200.1633 | 198.8443 | 197.8449 | 197.0765 | 196.0948 | 195.1302
Min. Eff. Com. ASHP (FS) CC | Baseline competed | Northwest, Great Basin, Rocky Mountains, Upper Midwest, Lakes/Mid-Atl., Northeast | Commercial (New), Commercial (Existing) | Heating (Equip.), Cooling (Equip.) | -11.6634 | 999 | 71.1741 | 588.2866 | 11.1326 | 11.1225 | 11.1019 | 11.0584 | 11.0261 | 5.8614e-13 | 5.8614e-13 | 0 | 0 | -2.9307e-13 | 5.8614e-13 | 2.9307e-13 | -8.7921e-13 | 0 | 5.8614e-13 | 0 | 2.9307e-13 | -2.9307e-13 | 2.9307e-13 | -2.9307e-13 | 0 | 2.9307e-13 | 2.9307e-13 | 0 | 5.8614e-13 | 2.9307e-13
Min. Eff. Com. ASHP (FS) CC | Efficient competed | Northwest, Great Basin, Rocky Mountains, Upper Midwest, Lakes/Mid-Atl., Northeast | Commercial (New), Commercial (Existing) | Heating (Equip.), Cooling (Equip.) | -11.6634 | 999 | 71.1741 | 588.2866 | 10.8441 | 10.8344 | 10.8145 | 10.7738 | 10.7449 | -2.9307e-13 | 2.9307e-13 | 2.9307e-13 | -2.9307e-13 | -2.9307e-13 | -2.9307e-13 | 2.9307e-13 | -5.8614e-13 | -2.9307e-13 | 0 | 0 | 0 | 0 | 2.9307e-13 | 0 | 2.9307e-13 | -2.9307e-13 | -2.9307e-13 | 0 | 2.9307e-13 | -2.9307e-13
Min. Eff. Com. ASHP (RST) | Baseline uncompeted | California, Upper Midwest, Lower Midwest, Texas, Southwest, Southeast | Commercial (New), Commercial (Existing) | Heating (Equip.), Cooling (Equip.) | 0.439 | 20.0192 | 23.9389 | 1991.996 | 117.2271 | 117.2969 | 117.0512 | 116.612 | 116.1397 | 115.6166 | 115.5569 | 115.8488 | 115.4814 | 115.375 | 115.1508 | 114.9223 | 114.3807 | 113.5352 | 112.6877 | 112.0021 | 111.5184 | 111.3036 | 110.9845 | 110.7322 | 110.6126 | 110.3846 | 110.3505 | 110.3344 | 110.1885 | 110.1966
Min. Eff. Com. ASHP (RST) | Efficient uncompeted | California, Upper Midwest, Lower Midwest, Texas, Southwest, Southeast | Commercial (New), Commercial (Existing) | Heating (Equip.), Cooling (Equip.) | 0.439 | 20.0192 | 23.9389 | 1991.996 | 96.4173 | 96.364 | 96.1025 | 95.714 | 95.3157 | 94.8727 | 94.8154 | 95.0682 | 94.8027 | 94.7695 | 94.6574 | 94.5591 | 94.2217 | 93.6534 | 93.1042 | 92.6857 | 92.4289 | 92.3993 | 92.2827 | 92.2406 | 92.321 | 92.3257 | 92.5026 | 92.7019 | 92.7929 | 93.0163
Min. Eff. Com. ASHP (RST) | Baseline competed | California, Upper Midwest, Lower Midwest, Texas, Southwest, Southeast | Commercial (New), Commercial (Existing) | Heating (Equip.), Cooling (Equip.) | 0.439 | 20.0192 | 23.9389 | 1991.996 | 30.1466 | 30.7118 | 30.7269 | 30.6496 | 30.5431 | 0 | 0 | 0 | 0 | 0 | 0 | 2.9307e-13 | -2.9307e-13 | 0 | 0 | 0 | -2.9307e-13 | 0 | 2.9307e-13 | 0 | 0 | 2.9307e-13 | -2.9307e-13 | 0 | 0 | 0
Min. Eff. Com. ASHP (RST) | Efficient competed | California, Upper Midwest, Lower Midwest, Texas, Southwest, Southeast | Commercial (New), Commercial (Existing) | Heating (Equip.), Cooling (Equip.) | 0.439 | 20.0192 | 23.9389 | 1991.996 | 8.55 | 8.701 | 8.6967 | 8.6667 | 8.6288 | 0 | 0 | 0 | 0 | 2.9307e-13 | -2.9307e-13 | 0 | 0 | 0 | 0 | 0 | 0 | 0 | 2.9307e-13 | 0 | -2.9307e-13 | 2.9307e-13 | 0 | 0 | -2.9307e-13 | 0
Min. Eff. Com. ASHP (RST) CC | Baseline uncompeted | Northwest, Great Basin, Rocky Mountains, Upper Midwest, Lakes/Mid-Atl., Northeast | Commercial (New), Commercial (Existing) | Heating (Equip.), Cooling (Equip.) | 2.9101 | 15.5495 | 20.2955 | 1079.0557 | 65.687 | 65.46 | 65.0961 | 64.5989 | 64.1331 | 63.7444 | 63.6524 | 63.6814 | 63.4585 | 63.3411 | 63.1272 | 62.8953 | 62.4811 | 61.8692 | 61.1599 | 60.5719 | 60.1106 | 59.8618 | 59.5958 | 59.3816 | 59.2279 | 58.9453 | 58.7437 | 58.5646 | 58.3722 | 58.2669
Min. Eff. Com. ASHP (RST) CC | Efficient uncompeted | Northwest, Great Basin, Rocky Mountains, Upper Midwest, Lakes/Mid-Atl., Northeast | Commercial (New), Commercial (Existing) | Heating (Equip.), Cooling (Equip.) | 2.9101 | 15.5495 | 20.2955 | 1079.0557 | 39.2923 | 39.2059 | 39.0624 | 38.8457 | 38.661 | 38.5129 | 38.5384 | 38.6506 | 38.6048 | 38.6404 | 38.6247 | 38.5958 | 38.4728 | 38.236 | 37.9419 | 37.7296 | 37.5974 | 37.6085 | 37.6105 | 37.6505 | 37.7423 | 37.7553 | 37.8206 | 37.9103 | 37.9974 | 38.1492
Min. Eff. Com. ASHP (RST) CC | Baseline competed | Northwest, Great Basin, Rocky Mountains, Upper Midwest, Lakes/Mid-Atl., Northeast | Commercial (New), Commercial (Existing) | Heating (Equip.), Cooling (Equip.) | 2.9101 | 15.5495 | 20.2955 | 1079.0557 | 44.3038 | 44.0898 | 43.7586 | 43.3315 | 42.9123 | 0 | 0 | 0 | 0 | 0 | 0 | 0 | 0 | 0 | 0 | 0 | 0 | 0 | 0 | 0 | 0 | 0 | 0 | 0 | 0 | 0
Min. Eff. Com. ASHP (RST) CC | Efficient competed | Northwest, Great Basin, Rocky Mountains, Upper Midwest, Lakes/Mid-Atl., Northeast | Commercial (New), Commercial (Existing) | Heating (Equip.), Cooling (Equip.) | 2.9101 | 15.5495 | 20.2955 | 1079.0557 | 18.0572 | 17.9832 | 17.8715 | 17.7235 | 17.5842 | 0 | 0 | 0 | 0 | 0 | 0 | 0 | 0 | 0 | 0 | 0 | 0 | 0 | 0 | 0 | 0 | 0 | 0 | 0 | 0 | 0
Min. Eff. Res. ASHP (FS) | Baseline uncompeted | California, Upper Midwest, Lower Midwest, Texas, Southwest, Southeast | Residential (New), Residential (Existing) | Heating (Equip.), Cooling (Equip.) | 999 | 999 | 270.2212 | 827.6059 | 587.8929 | 591.0886 | 593.7638 | 595.6262 | 596.4128 | 596.4178 | 596.6903 | 598.063 | 599.9009 | 602.2225 | 604.6384 | 607.7487 | 610.7462 | 613.2233 | 615.929 | 619.1002 | 622.5646 | 626.6817 | 630.7834 | 635.3367 | 640.3577 | 644.5124 | 649.4744 | 654.782 | 659.8012 | 665.2403
Min. Eff. Res. ASHP (FS) | Efficient uncompeted | California, Upper Midwest, Lower Midwest, Texas, Southwest, Southeast | Residential (New), Residential (Existing) | Heating (Equip.), Cooling (Equip.) | 999 | 999 | 270.2212 | 827.6059 | 549.8 | 551.3116 | 552.1008 | 551.8651 | 551.0505 | 550.1946 | 550.8641 | 553.545 | 555.6808 | 559.2097 | 562.2493 | 565.8813 | 568.6234 | 570.2696 | 572.0458 | 574.7754 | 578.1246 | 582.814 | 587.1401 | 592.0547 | 597.6356 | 601.6892 | 606.7543 | 612.1998 | 617.0582 | 622.5294
Min. Eff. Res. ASHP (FS) | Baseline competed | California, Upper Midwest, Lower Midwest, Texas, Southwest, Southeast | Residential (New), Residential (Existing) | Heating (Equip.), Cooling (Equip.) | 999 | 999 | 270.2212 | 827.6059 | 0.00038797 | 0.00051124 | 0.00064824 | 0.00080564 | 0.00097172 | 2.735e-07 | 3.0353e-07 | 3.4567e-07 | 5.8722e-08 | 6.3822e-08 | 7.3554e-08 | 7.9943e-08 | 8.4784e-08 | 8.8349e-08 | 9.3946e-08 | 1.7923e-08 | 1.9487e-08 | 2.1809e-08 | 2.4104e-08 | 2.6369e-08 | 2.9398e-08 | 3.5277e-08 | 4.178e-08 | 4.8018e-08 | 5.5936e-08 | 6.8775e-08
Min. Eff. Res. ASHP (FS) | Efficient competed | California, Upper Midwest, Lower Midwest, Texas, Southwest, Southeast | Residential (New), Residential (Existing) | Heating (Equip.), Cooling (Equip.) | 999 | 999 | 270.2212 | 827.6059 | 0.00018515 | 0.00025854 | 0.00034533 | 0.00044981 | 0.00056689 | 2.326e-07 | 2.5863e-07 | 2.961e-07 | 4.5689e-08 | 5.0787e-08 | 5.975e-08 | 6.6232e-08 | 7.1401e-08 | 7.5434e-08 | 8.1329e-08 | 1.7342e-08 | 1.8893e-08 | 2.1205e-08 | 2.3485e-08 | 2.5748e-08 | 2.8767e-08 | 3.4555e-08 | 4.098e-08 | 4.7172e-08 | 5.4993e-08 | 6.7658e-08
Min. Eff. Res. ASHP (FS) CC | Baseline uncompeted | Northwest, Great Basin, Rocky Mountains, Upper Midwest, Lakes/Mid-Atl., Northeast | Residential (New), Residential (Existing) | Heating (Equip.), Cooling (Equip.) | 999 | 999 | 265.9458 | 562.4935 | 908.2682 | 909.1367 | 907.9638 | 905.1695 | 900.5409 | 895.2159 | 889.767 | 884.5921 | 881.0642 | 877.3107 | 873.7804 | 870.9107 | 868.171 | 865.1281 | 862.4625 | 860.3647 | 858.5309 | 857.321 | 856.4923 | 856.2418 | 855.8601 | 855.0116 | 854.4408 | 854.2796 | 853.9375 | 853.5619
Min. Eff. Res. ASHP (FS) CC | Efficient uncompeted | Northwest, Great Basin, Rocky Mountains, Upper Midwest, Lakes/Mid-Atl., Northeast | Residential (New), Residential (Existing) | Heating (Equip.), Cooling (Equip.) | 999 | 999 | 265.9458 | 562.4935 | 874.4302 | 870.5364 | 864.1751 | 855.698 | 846.4619 | 838.2019 | 832.7581 | 829.7803 | 826.2649 | 824.6568 | 821.9085 | 819.6044 | 815.6604 | 810.0668 | 804.6469 | 800.9546 | 798.309 | 797.8991 | 797.0877 | 797.1608 | 797.5683 | 795.7642 | 794.7778 | 794.3481 | 793.1194 | 792.3099
Min. Eff. Res. ASHP (FS) CC | Baseline competed | Northwest, Great Basin, Rocky Mountains, Upper Midwest, Lakes/Mid-Atl., Northeast | Residential (New), Residential (Existing) | Heating (Equip.), Cooling (Equip.) | 999 | 999 | 265.9458 | 562.4935 | 2.015e-05 | 2.6213e-05 | 3.2812e-05 | 3.9466e-05 | 4.6297e-05 | 8.5722e-08 | 9.7744e-08 | 1.0567e-07 | 4.2196e-09 | 4.3958e-09 | 5.2562e-09 | 5.7738e-09 | 6.4261e-09 | 6.9519e-09 | 6.988e-09 | 1.1946e-09 | 1.3848e-09 | 1.6517e-09 | 1.9996e-09 | 2.5195e-09 | 3.0544e-09 | 3.8193e-09 | 4.9168e-09 | 5.884e-09 | 7.9267e-09 | 1.0468e-08
Min. Eff. Res. ASHP (FS) CC | Efficient competed | Northwest, Great Basin, Rocky Mountains, Upper Midwest, Lakes/Mid-Atl., Northeast | Residential (New), Residential (Existing) | Heating (Equip.), Cooling (Equip.) | 999 | 999 | 265.9458 | 562.4935 | 9.4547e-06 | 1.2848e-05 | 1.6734e-05 | 2.0868e-05 | 2.5338e-05 | 5.9236e-08 | 6.9065e-08 | 7.6314e-08 | 3.1657e-09 | 3.3741e-09 | 4.1168e-09 | 4.6135e-09 | 5.2178e-09 | 5.7163e-09 | 5.8262e-09 | 1.1354e-09 | 1.3165e-09 | 1.5711e-09 | 1.9038e-09 | 2.4e-09 | 2.9166e-09 | 3.6464e-09 | 4.6953e-09 | 5.6225e-09 | 7.57e-09 | 9.9995e-09
Min. Eff. Res. ASHP (RST) | Baseline uncompeted | California, Upper Midwest, Lower Midwest, Texas, Southwest, Southeast | Residential (New), Residential (Existing) | Heating (Equip.), Cooling (Equip.) | -8.3182 | 32.2089 | 54.3962 | 3912.3628 | 280.906 | 281.2167 | 281.141 | 280.5253 | 279.589 | 278.3876 | 277.8381 | 278.3947 | 278.044 | 278.3153 | 278.619 | 279.1652 | 279.2066 | 278.5882 | 277.9731 | 277.9596 | 278.3158 | 279.407 | 280.352 | 281.4839 | 283.0401 | 284.2348 | 285.8633 | 287.572 | 288.9647 | 290.858
Min. Eff. Res. ASHP (RST) | Efficient uncompeted | California, Upper Midwest, Lower Midwest, Texas, Southwest, Southeast | Residential (New), Residential (Existing) | Heating (Equip.), Cooling (Equip.) | -8.3182 | 32.2089 | 54.3962 | 3912.3628 | 169.5222 | 170.5979 | 171.505 | 172.1201 | 172.5817 | 172.9054 | 173.6617 | 175.1474 | 176.1334 | 177.5916 | 179.0648 | 180.7718 | 182.1806 | 183.1992 | 184.2324 | 185.5927 | 187.1635 | 189.1869 | 191.0979 | 193.1866 | 195.5846 | 197.8004 | 200.3492 | 202.9524 | 205.3029 | 207.9768
Min. Eff. Res. ASHP (RST) | Baseline competed | California, Upper Midwest, Lower Midwest, Texas, Southwest, Southeast | Residential (New), Residential (Existing) | Heating (Equip.), Cooling (Equip.) | -8.3182 | 32.2089 | 54.3962 | 3912.3628 | 67.2398 | 69.6348 | 71.6406 | 73.3677 | 74.451 | 1.0691 | 1.0522 | 1.0491 | 0.83701 | 0.79797 | 0.79091 | 0.75938 | 0.72197 | 0.6827 | 0.65554 | 0.36947 | 0.35452 | 0.34914 | 0.34096 | 0.3326 | 0.32764 | 0.33043 | 0.3298 | 0.32616 | 0.32422 | 0.33357
Min. Eff. Res. ASHP (RST) | Efficient competed | California, Upper Midwest, Lower Midwest, Texas, Southwest, Southeast | Residential (New), Residential (Existing) | Heating (Equip.), Cooling (Equip.) | -8.3182 | 32.2089 | 54.3962 | 3912.3628 | 40.578 | 42.2432 | 43.7028 | 45.0154 | 45.9559 | 0.66034 | 0.65385 | 0.65606 | 0.4774 | 0.45839 | 0.45678 | 0.44172 | 0.42307 | 0.40307 | 0.39026 | 0.22276 | 0.21552 | 0.21375 | 0.21031 | 0.20674 | 0.20514 | 0.20837 | 0.20955 | 0.20884 | 0.2091 | 0.21652
Min. Eff. Res. ASHP (RST) CC | Baseline uncompeted | Northwest, Great Basin, Rocky Mountains, Upper Midwest, Lakes/Mid-Atl., Northeast | Residential (New), Residential (Existing) | Heating (Equip.), Cooling (Equip.) | -5.1354 | 23.4674 | 45.2263 | 2511.0211 | 158.263 | 157.929 | 157.0424 | 155.6111 | 154.1701 | 152.8266 | 151.9029 | 151.3495 | 150.4501 | 149.9558 | 149.4099 | 148.9429 | 148.1413 | 146.9558 | 145.6666 | 144.6913 | 143.9729 | 143.7541 | 143.5052 | 143.394 | 143.3897 | 143.1048 | 143.0266 | 143.0604 | 143.061 | 143.2663
Min. Eff. Res. ASHP (RST) CC | Efficient uncompeted | Northwest, Great Basin, Rocky Mountains, Upper Midwest, Lakes/Mid-Atl., Northeast | Residential (New), Residential (Existing) | Heating (Equip.), Cooling (Equip.) | -5.1354 | 23.4674 | 45.2263 | 2511.0211 | 80.2485 | 80.5293 | 80.609 | 80.4445 | 80.284 | 80.1687 | 80.2882 | 80.6287 | 80.8224 | 81.2598 | 81.6803 | 82.1485 | 82.445 | 82.5376 | 82.5604 | 82.7606 | 83.0967 | 83.7388 | 84.3755 | 85.1061 | 85.9148 | 86.559 | 87.3117 | 88.1476 | 88.9584 | 89.8989
Min. Eff. Res. ASHP (RST) CC | Baseline competed | Northwest, Great Basin, Rocky Mountains, Upper Midwest, Lakes/Mid-Atl., Northeast | Residential (New), Residential (Existing) | Heating (Equip.), Cooling (Equip.) | -5.1354 | 23.4674 | 45.2263 | 2511.0211 | 16.3321 | 16.7009 | 16.996 | 17.1297 | 17.2243 | 5.2959 | 5.1846 | 5.0159 | 3.9373 | 3.7415 | 3.617 | 3.4461 | 3.2704 | 3.0741 | 2.8485 | 1.6906 | 1.5925 | 1.5175 | 1.4562 | 1.4022 | 1.3333 | 1.2745 | 1.2356 | 1.1755 | 1.1565 | 1.1377
Min. Eff. Res. ASHP (RST) CC | Efficient competed | Northwest, Great Basin, Rocky Mountains, Upper Midwest, Lakes/Mid-Atl., Northeast | Residential (New), Residential (Existing) | Heating (Equip.), Cooling (Equip.) | -5.1354 | 23.4674 | 45.2263 | 2511.0211 | 8.2813 | 8.5159 | 8.7239 | 8.8554 | 8.9696 | 2.7587 | 2.7195 | 2.6498 | 1.7027 | 1.623 | 1.573 | 1.5032 | 1.4323 | 1.3527 | 1.2577 | 0.7789 | 0.73795 | 0.70724 | 0.68262 | 0.66128 | 0.6327 | 0.60802 | 0.5924 | 0.56681 | 0.56021 | 0.55261
Other Res. Heating | Baseline uncompeted | Northwest, Great Basin, California, Rocky Mountains, Upper Midwest, Lower Midwest, Lakes/Mid-Atl., Texas, Southwest, Southeast, Northeast | Residential (New), Residential (Existing) | Heating (Equip.) | 999 | 0 | 999 | 999 | 98.0092 | 97.1282 | 96.157 | 94.9994 | 93.8311 | 92.741 | 91.9179 | 91.3028 | 90.3441 | 89.6948 | 88.9568 | 88.2353 | 87.3115 | 86.1823 | 85.0295 | 84.0511 | 83.1993 | 82.5779 | 81.9056 | 81.3001 | 80.7527 | 80.0017 | 79.3405 | 78.7064 | 78.0266 | 77.4265
Other Res. Heating | Efficient uncompeted | Northwest, Great Basin, California, Rocky Mountains, Upper Midwest, Lower Midwest, Lakes/Mid-Atl., Texas, Southwest, Southeast, Northeast | Residential (New), Residential (Existing) | Heating (Equip.) | 999 | 0 | 999 | 999 | 98.0092 | 97.1282 | 96.157 | 94.9994 | 93.8311 | 92.741 | 91.9179 | 91.3028 | 90.3441 | 89.6948 | 88.9568 | 88.2353 | 87.3115 | 86.1823 | 85.0295 | 84.0511 | 83.1993 | 82.5779 | 81.9056 | 81.3001 | 80.7527 | 80.0017 | 79.3405 | 78.7064 | 78.0266 | 77.4265
Other Res. Heating | Baseline competed | Northwest, Great Basin, California, Rocky Mountains, Upper Midwest, Lower Midwest, Lakes/Mid-Atl., Texas, Southwest, Southeast, Northeast | Residential (New), Residential (Existing) | Heating (Equip.) | 999 | 0 | 999 | 999 | 98.0092 | 97.1282 | 96.157 | 94.9994 | 93.8311 | 92.741 | 91.9179 | 91.3028 | 90.3441 | 89.6948 | 88.9568 | 88.2353 | 87.3115 | 86.1823 | 85.0295 | 84.0511 | 83.1993 | 82.5779 | 81.9056 | 81.3001 | 80.7527 | 80.0017 | 79.3405 | 78.7064 | 78.0266 | 77.4265
Other Res. Heating | Efficient competed | Northwest, Great Basin, California, Rocky Mountains, Upper Midwest, Lower Midwest, Lakes/Mid-Atl., Texas, Southwest, Southeast, Northeast | Residential (New), Residential (Existing) | Heating (Equip.) | 999 | 0 | 999 | 999 | 98.0092 | 97.1282 | 96.157 | 94.9994 | 93.8311 | 92.741 | 91.9179 | 91.3028 | 90.3441 | 89.6948 | 88.9568 | 88.2353 | 87.3115 | 86.1823 | 85.0295 | 84.0511 | 83.1993 | 82.5779 | 81.9056 | 81.3001 | 80.7527 | 80.0017 | 79.3405 | 78.7064 | 78.0266 | 77.4265
Other Res. Heating (FS) | Baseline uncompeted | Northwest, Great Basin, California, Rocky Mountains, Upper Midwest, Lower Midwest, Lakes/Mid-Atl., Texas, Southwest, Southeast, Northeast | Residential (New), Residential (Existing) | Heating (Equip.) | 999 | 0 | 999 | 0 | 165.2101 | 160.2598 | 156.1931 | 152.6765 | 149.7724 | 147.0855 | 144.6524 | 142.1951 | 139.9837 | 137.6591 | 135.3596 | 133.062 | 130.9172 | 128.8522 | 126.8739 | 124.9503 | 123.231 | 121.5372 | 120.0104 | 118.492 | 117.1339 | 115.9919 | 114.8222 | 113.6 | 112.3841 | 111.1335
Other Res. Heating (FS) | Efficient uncompeted | Northwest, Great Basin, California, Rocky Mountains, Upper Midwest, Lower Midwest, Lakes/Mid-Atl., Texas, Southwest, Southeast, Northeast | Residential (New), Residential (Existing) | Heating (Equip.) | 999 | 0 | 999 | 0 | 461.6476 | 445.3658 | 431.1285 | 418.2271 | 407.6223 | 398.5228 | 391.6612 | 385.8758 | 379.6907 | 374.2694 | 368.2258 | 362.0976 | 355.5249 | 348.5249 | 341.7037 | 335.6265 | 330.492 | 326.2022 | 322.0047 | 317.9909 | 314.6121 | 310.9975 | 307.5688 | 304.0815 | 300.3368 | 296.7036
Other Res. Heating (FS) | Baseline competed | Northwest, Great Basin, California, Rocky Mountains, Upper Midwest, Lower Midwest, Lakes/Mid-Atl., Texas, Southwest, Southeast, Northeast | Residential (New), Residential (Existing) | Heating (Equip.) | 999 | 0 | 999 | 0 | 0 | 0 | 0 | 0 | 0 | 0 | 0 | 0 | 0 | 0 | 0 | 0 | 0 | 0 | 0 | 0 | 0 | 0 | 0 | 0 | 0 | 0 | 0 | 0 | 0 | 0
Other Res. Heating (FS) | Efficient competed | Northwest, Great Basin, California, Rocky Mountains, Upper Midwest, Lower Midwest, Lakes/Mid-Atl., Texas, Southwest, Southeast, Northeast | Residential (New), Residential (Existing) | Heating (Equip.) | 999 | 0 | 999 | 0 | 2.9307e-13 | -2.9307e-13 | 0 | -5.8614e-13 | 0 | -2.9307e-13 | 0 | 0 | 0 | 2.9307e-13 | 0 | 0 | -2.9307e-13 | 0 | -2.9307e-13 | 2.9307e-13 | 0 | 0 | 0 | -2.9307e-13 | -2.9307e-13 | 0 | -2.9307e-13 | 0 | 2.9307e-13 | 0
Prosp. Com. ASHP (FS) + Env. + Ctls. | Baseline uncompeted | California, Upper Midwest, Lower Midwest, Texas, Southwest, Southeast | Commercial (New), Commercial (Existing) | Heating (Equip.), Cooling (Equip.), Ventilation | 20.3333 | 4.8172 | 5.2349 | 162.4706 | 327.3742 | 327.6178 | 326.6823 | 325.0341 | 323.0449 | 320.7683 | 319.2687 | 318.3003 | 316.1292 | 314.345 | 312.3823 | 310.5289 | 308.2463 | 305.391 | 302.679 | 300.1832 | 298.0161 | 296.3528 | 294.6731 | 293.21 | 291.9183 | 290.1034 | 288.7649 | 287.6591 | 286.4729 | 285.5041
Prosp. Com. ASHP (FS) + Env. + Ctls. | Efficient uncompeted | California, Upper Midwest, Lower Midwest, Texas, Southwest, Southeast | Commercial (New), Commercial (Existing) | Heating (Equip.), Cooling (Equip.), Ventilation | 20.3333 | 4.8172 | 5.2349 | 162.4706 | 327.3742 | 327.6178 | 326.6823 | 325.0341 | 323.0449 | 85.6937 | 84.5838 | 83.7968 | 82.5467 | 81.7851 | 80.6588 | 79.5691 | 78.2228 | 76.6278 | 75.1904 | 38.0772 | 37.4957 | 37.0369 | 36.7768 | 36.3303 | 35.9257 | 35.4585 | 35.061 | 34.8327 | 34.4409 | 34.1119
Prosp. Com. ASHP (FS) + Env. + Ctls. | Baseline competed | California, Upper Midwest, Lower Midwest, Texas, Southwest, Southeast | Commercial (New), Commercial (Existing) | Heating (Equip.), Cooling (Equip.), Ventilation | 20.3333 | 4.8172 | 5.2349 | 162.4706 | 5.8614e-13 | 2.9307e-13 | -1.1723e-12 | -2.9307e-13 | 0 | 104.153 | 104.0378 | 104.2685 | 103.9514 | 103.8953 | 103.7657 | 140.1999 | 139.738 | 138.953 | 138.2125 | 137.5154 | 137.1988 | 137.2187 | 136.8646 | 136.8897 | 137.1048 | 137.2191 | 137.3633 | 137.7849 | 138.0459 | 138.2451
Prosp. Com. ASHP (FS) + Env. + Ctls. | Efficient competed | California, Upper Midwest, Lower Midwest, Texas, Southwest, Southeast | Commercial (New), Commercial (Existing) | Heating (Equip.), Cooling (Equip.), Ventilation | 20.3333 | 4.8172 | 5.2349 | 162.4706 | 5.8614e-13 | 2.9307e-13 | -1.1723e-12 | -2.9307e-13 | 0 | 6.0014 | 6.0517 | 6.1194 | 6.1486 | 6.3445 | 6.3779 | 8.4813 | 8.5039 | 8.4989 | 8.6169 | 8.247 | 8.2489 | 8.2686 | 8.3727 | 8.3861 | 8.4074 | 8.4191 | 8.3209 | 8.48 | 8.4876 | 8.3739
Prosp. Com. ASHP (FS) + Env. + Ctls. CC | Baseline uncompeted | Northwest, Great Basin, Rocky Mountains, Upper Midwest, Lakes/Mid-Atl., Northeast | Commercial (New), Commercial (Existing) | Heating (Equip.), Cooling (Equip.), Ventilation | 17.0143 | 5.6606 | 6.898 | 138.1344 | 350.8464 | 353.6391 | 355.0178 | 355.4513 | 354.5175 | 353.0503 | 351.8448 | 350.6221 | 348.5703 | 346.5196 | 344.2193 | 341.9751 | 339.364 | 336.1038 | 332.849 | 329.7471 | 326.8193 | 324.317 | 322.0342 | 320.168 | 318.1164 | 315.7678 | 313.7517 | 312.033 | 310.2085 | 308.2497
Prosp. Com. ASHP (FS) + Env. + Ctls. CC | Efficient uncompeted | Northwest, Great Basin, Rocky Mountains, Upper Midwest, Lakes/Mid-Atl., Northeast | Commercial (New), Commercial (Existing) | Heating (Equip.), Cooling (Equip.), Ventilation | 17.0143 | 5.6606 | 6.898 | 138.1344 | 350.8464 | 353.6391 | 355.0178 | 355.4513 | 354.5175 | 128.1799 | 126.9658 | 126.2564 | 124.787 | 123.8721 | 122.4891 | 121.1822 | 119.351 | 116.9899 | 114.6283 | 35.8481 | 35.4788 | 35.2527 | 35.041 | 34.8597 | 34.7346 | 34.5052 | 34.3709 | 34.2082 | 34.0512 | 33.9302
Prosp. Com. ASHP (FS) + Env. + Ctls. CC | Baseline competed | Northwest, Great Basin, Rocky Mountains, Upper Midwest, Lakes/Mid-Atl., Northeast | Commercial (New), Commercial (Existing) | Heating (Equip.), Cooling (Equip.), Ventilation | 17.0143 | 5.6606 | 6.898 | 138.1344 | 0 | 0 | -5.8614e-13 | -8.7921e-13 | 5.8614e-13 | 47.7302 | 47.8398 | 48.0753 | 48.1063 | 48.2555 | 48.3544 | 48.4341 | 48.4129 | 48.2603 | 48.0384 | 47.9224 | 47.9135 | 48.0919 | 48.2625 | 48.4899 | 48.7916 | 48.9941 | 49.268 | 49.5849 | 49.9038 | 50.3145
Prosp. Com. ASHP (FS) + Env. + Ctls. CC | Efficient competed | Northwest, Great Basin, Rocky Mountains, Upper Midwest, Lakes/Mid-Atl., Northeast | Commercial (New), Commercial (Existing) | Heating (Equip.), Cooling (Equip.), Ventilation | 17.0143 | 5.6606 | 6.898 | 138.1344 | 0 | 0 | -5.8614e-13 | -8.7921e-13 | 5.8614e-13 | 1.1088 | 1.1284 | 1.1504 | 1.1655 | 1.2079 | 1.2236 | 1.2375 | 1.2673 | 1.2756 | 1.2789 | 1.8075 | 1.8035 | 1.8058 | 1.843 | 1.8451 | 1.8479 | 1.887 | 1.8939 | 1.8952 | 1.8923 | 1.8927
Prosp. Com. ASHP (LFL) + Env. + Ctls. | Baseline uncompeted | California, Upper Midwest, Lower Midwest, Texas, Southwest, Southeast | Commercial (New), Commercial (Existing) | Heating (Equip.), Cooling (Equip.), Ventilation | 999 | 0 | -2.8915 | -222.6221 | 33.7043 | 33.2747 | 32.7584 | 32.1894 | 31.6326 | 31.0529 | 30.6082 | 30.2631 | 29.7712 | 29.3512 | 28.9199 | 28.4897 | 27.9929 | 27.4337 | 26.8936 | 26.4111 | 25.9777 | 25.6276 | 25.2473 | 24.8943 | 24.5652 | 24.1884 | 23.8512 | 23.5284 | 23.189 | 22.8705
Prosp. Com. ASHP (LFL) + Env. + Ctls. | Efficient uncompeted | California, Upper Midwest, Lower Midwest, Texas, Southwest, Southeast | Commercial (New), Commercial (Existing) | Heating (Equip.), Cooling (Equip.), Ventilation | 999 | 0 | -2.8915 | -222.6221 | 33.7043 | 33.2747 | 32.7584 | 32.1894 | 31.6326 | 11.3282 | 11.0789 | 10.8678 | 10.6097 | 10.3851 | 10.155 | 9.9291 | 9.6818 | 9.4169 | 9.1619 | 7.1525 | 7.007 | 6.8859 | 6.7668 | 6.6496 | 6.5407 | 6.4217 | 6.3155 | 6.2186 | 6.1174 | 6.029
Prosp. Com. ASHP (LFL) + Env. + Ctls. | Baseline competed | California, Upper Midwest, Lower Midwest, Texas, Southwest, Southeast | Commercial (New), Commercial (Existing) | Heating (Equip.), Cooling (Equip.), Ventilation | 999 | 0 | -2.8915 | -222.6221 | 0 | 0 | 0 | 0 | 0 | 20.2686 | 20.0482 | 19.8911 | 19.6336 | 19.4202 | 19.1985 | 18.973 | 18.7023 | 18.3888 | 18.087 | 17.8184 | 17.5742 | 17.3844 | 17.1664 | 16.9682 | 16.7839 | 16.5635 | 16.3673 | 16.1775 | 15.9721 | 15.7724
Prosp. Com. ASHP (LFL) + Env. + Ctls. | Efficient competed | California, Upper Midwest, Lower Midwest, Texas, Southwest, Southeast | Commercial (New), Commercial (Existing) | Heating (Equip.), Cooling (Equip.), Ventilation | 999 | 0 | -2.8915 | -222.6221 | 0 | 0 | 0 | 0 | 0 | 2.6931 | 2.6172 | 2.5503 | 2.4737 | 2.4081 | 2.3398 | 2.2717 | 2.1994 | 2.1253 | 2.0554 | 0.21141 | 0.21183 | 0.21333 | 0.21838 | 0.21925 | 0.22012 | 0.2204 | 0.22098 | 0.22432 | 0.22412 | 0.22432
Prosp. Com. ASHP (LFL) + Env. + Ctls. CC | Baseline uncompeted | Northwest, Great Basin, Rocky Mountains, Upper Midwest, Lakes/Mid-Atl., Northeast | Commercial (New), Commercial (Existing) | Heating (Equip.), Cooling (Equip.), Ventilation | 999 | 0 | -9.2236 | -506.7823 | 21.1258 | 20.7443 | 20.3205 | 19.8694 | 19.4377 | 19.0272 | 18.7062 | 18.4244 | 18.1034 | 17.8231 | 17.5289 | 17.2384 | 16.9 | 16.5216 | 16.1294 | 15.7792 | 15.4721 | 15.2279 | 14.9727 | 14.7422 | 14.5315 | 14.2886 | 14.0675 | 13.8555 | 13.6493 | 13.4557
Prosp. Com. ASHP (LFL) + Env. + Ctls. CC | Efficient uncompeted | Northwest, Great Basin, Rocky Mountains, Upper Midwest, Lakes/Mid-Atl., Northeast | Commercial (New), Commercial (Existing) | Heating (Equip.), Cooling (Equip.), Ventilation | 999 | 0 | -9.2236 | -506.7823 | 21.1258 | 20.7443 | 20.3205 | 19.8694 | 19.4377 | 10.2504 | 10.0471 | 9.8656 | 9.6588 | 9.4768 | 9.2869 | 9.1028 | 8.8975 | 8.6715 | 8.4401 | 6.4076 | 6.2756 | 6.1679 | 6.0604 | 5.9639 | 5.8769 | 5.779 | 5.694 | 5.6113 | 5.5325 | 5.4628
Prosp. Com. ASHP (LFL) + Env. + Ctls. CC | Baseline competed | Northwest, Great Basin, Rocky Mountains, Upper Midwest, Lakes/Mid-Atl., Northeast | Commercial (New), Commercial (Existing) | Heating (Equip.), Cooling (Equip.), Ventilation | 999 | 0 | -9.2236 | -506.7823 | 0 | 0 | 0 | 0 | 0 | 10.1639 | 10.0214 | 9.8981 | 9.7634 | 9.6477 | 9.5244 | 9.3988 | 9.2412 | 9.062 | 8.8729 | 8.705 | 8.5587 | 8.4483 | 8.3259 | 8.2156 | 8.115 | 7.9933 | 7.8797 | 7.7714 | 7.6646 | 7.5601
Prosp. Com. ASHP (LFL) + Env. + Ctls. CC | Efficient competed | Northwest, Great Basin, Rocky Mountains, Upper Midwest, Lakes/Mid-Atl., Northeast | Commercial (New), Commercial (Existing) | Heating (Equip.), Cooling (Equip.), Ventilation | 999 | 0 | -9.2236 | -506.7823 | 0 | 0 | 0 | 0 | 0 | 2.6905 | 2.6345 | 2.5834 | 2.5307 | 2.484 | 2.4352 | 2.3867 | 2.3305 | 2.2694 | 2.2067 | 0.32515 | 0.32567 | 0.32744 | 0.32863 | 0.32989 | 0.33183 | 0.33223 | 0.33366 | 0.3342 | 0.33483 | 0.3356
Prosp. Com. ASHP (RST) + Env. + Ctls. | Baseline uncompeted | California, Upper Midwest, Lower Midwest, Texas, Southwest, Southeast | Commercial (New), Commercial (Existing) | Heating (Equip.), Cooling (Equip.), Ventilation | 83.1041 | 1.2033 | 1.3984 | 107.0042 | 152.152 | 151.5818 | 150.5828 | 149.3403 | 148.084 | 146.7712 | 146.0636 | 145.8125 | 144.7675 | 144.0647 | 143.2349 | 142.4151 | 141.2202 | 139.6648 | 138.1289 | 136.8257 | 135.7952 | 135.1173 | 134.3293 | 133.6297 | 133.0921 | 132.4121 | 131.9704 | 131.5702 | 131.0375 | 130.7023
Prosp. Com. ASHP (RST) + Env. + Ctls. | Efficient uncompeted | California, Upper Midwest, Lower Midwest, Texas, Southwest, Southeast | Commercial (New), Commercial (Existing) | Heating (Equip.), Cooling (Equip.), Ventilation | 83.1041 | 1.2033 | 1.3984 | 107.0042 | 152.152 | 151.5818 | 150.5828 | 149.3403 | 148.084 | 28.6598 | 28.237 | 27.905 | 27.4353 | 27.1456 | 26.7294 | 26.3215 | 25.8493 | 25.3157 | 24.8628 | 22.1321 | 21.7603 | 21.4564 | 21.2676 | 20.9696 | 20.6967 | 20.3955 | 20.1302 | 19.9611 | 19.701 | 19.4778
Prosp. Com. ASHP (RST) + Env. + Ctls. | Baseline competed | California, Upper Midwest, Lower Midwest, Texas, Southwest, Southeast | Commercial (New), Commercial (Existing) | Heating (Equip.), Cooling (Equip.), Ventilation | 83.1041 | 1.2033 | 1.3984 | 107.0042 | -2.9307e-13 | 0 | 2.9307e-13 | 0 | -2.9307e-13 | 52.9865 | 52.974 | 53.1009 | 52.903 | 52.8071 | 52.6391 | 30.0444 | 29.7653 | 29.3799 | 28.9661 | 28.5999 | 28.293 | 28.0492 | 27.779 | 27.4992 | 27.2355 | 26.9241 | 26.6454 | 26.3614 | 26.0463 | 25.7636
Prosp. Com. ASHP (RST) + Env. + Ctls. | Efficient competed | California, Upper Midwest, Lower Midwest, Texas, Southwest, Southeast | Commercial (New), Commercial (Existing) | Heating (Equip.), Cooling (Equip.), Ventilation | 83.1041 | 1.2033 | 1.3984 | 107.0042 | -2.9307e-13 | 0 | 2.9307e-13 | 0 | -2.9307e-13 | 3.5559 | 3.5516 | 3.556 | 3.5377 | 3.5555 | 3.5383 | 2.2451 | 2.2106 | 2.1695 | 2.1264 | 0.071158 | 0.073262 | 0.075617 | 0.077855 | 0.080386 | 0.082899 | 0.084936 | 0.08759 | 0.089853 | 0.09203 | 0.094346
Prosp. Com. ASHP (RST) + Env. + Ctls. CC | Baseline uncompeted | Northwest, Great Basin, Rocky Mountains, Upper Midwest, Lakes/Mid-Atl., Northeast | Commercial (New), Commercial (Existing) | Heating (Equip.), Cooling (Equip.), Ventilation | 78.7643 | 1.2696 | 1.7668 | 94.6961 | 94.6384 | 93.7721 | 92.7279 | 91.5213 | 90.38 | 89.3495 | 88.7416 | 88.3129 | 87.5519 | 86.959 | 86.2513 | 85.5432 | 84.6066 | 83.4192 | 82.1232 | 81.0083 | 80.0827 | 79.4473 | 78.7978 | 78.2362 | 77.7643 | 77.1316 | 76.6195 | 76.1409 | 75.6614 | 75.2984
Prosp. Com. ASHP (RST) + Env. + Ctls. CC | Efficient uncompeted | Northwest, Great Basin, Rocky Mountains, Upper Midwest, Lakes/Mid-Atl., Northeast | Commercial (New), Commercial (Existing) | Heating (Equip.), Cooling (Equip.), Ventilation | 78.7643 | 1.2696 | 1.7668 | 94.6961 | 94.6384 | 93.7721 | 92.7279 | 91.5213 | 90.38 | 21.5595 | 21.1839 | 20.8555 | 20.4558 | 20.1184 | 19.7479 | 19.3909 | 18.9988 | 18.549 | 18.0846 | 15.6018 | 15.2816 | 15.0199 | 14.7783 | 14.5435 | 14.3303 | 14.1133 | 13.9083 | 13.7054 | 13.5096 | 13.3365
Prosp. Com. ASHP (RST) + Env. + Ctls. CC | Baseline competed | Northwest, Great Basin, Rocky Mountains, Upper Midwest, Lakes/Mid-Atl., Northeast | Commercial (New), Commercial (Existing) | Heating (Equip.), Cooling (Equip.), Ventilation | 78.7643 | 1.2696 | 1.7668 | 94.6961 | 2.9307e-13 | -2.9307e-13 | -2.9307e-13 | 0 | 0 | 35.0982 | 34.9236 | 34.797 | 34.5402 | 34.3175 | 34.0321 | 33.7408 | 33.3269 | 32.7973 | 32.2124 | 31.6829 | 31.2186 | 30.85 | 30.4706 | 30.1098 | 29.7613 | 29.3435 | 28.9653 | 28.5845 | 28.1887 | 27.824
Prosp. Com. ASHP (RST) + Env. + Ctls. CC | Efficient competed | Northwest, Great Basin, Rocky Mountains, Upper Midwest, Lakes/Mid-Atl., Northeast | Commercial (New), Commercial (Existing) | Heating (Equip.), Cooling (Equip.), Ventilation | 78.7643 | 1.2696 | 1.7668 | 94.6961 | 2.9307e-13 | -2.9307e-13 | -2.9307e-13 | 0 | 0 | 3.028 | 3.0019 | 2.9812 | 2.9488 | 2.9215 | 2.8872 | 2.8551 | 2.8119 | 2.7592 | 2.7026 | 0.31875 | 0.32353 | 0.32909 | 0.3342 | 0.33941 | 0.34544 | 0.34894 | 0.35477 | 0.35888 | 0.36341 | 0.36827
Prosp. Com. Chillers + Env. + Ctls. | Baseline uncompeted | Northwest, Great Basin, California, Rocky Mountains, Upper Midwest, Lower Midwest, Lakes/Mid-Atl., Texas, Southwest, Southeast, Northeast | Commercial (New), Commercial (Existing) | Cooling (Equip.), Ventilation | 19.5853 | 4.9631 | 5.9927 | 382.0123 | 206.3338 | 208.7597 | 210.8832 | 212.9502 | 215.2506 | 217.5347 | 220.7865 | 224.7817 | 227.512 | 230.6795 | 233.5677 | 236.4251 | 238.6531 | 240.1752 | 241.5649 | 243.0372 | 244.9639 | 247.6201 | 250.1448 | 252.9916 | 256.2283 | 259.2757 | 262.8778 | 266.6851 | 270.378 | 274.6121
Prosp. Com. Chillers + Env. + Ctls. | Efficient uncompeted | Northwest, Great Basin, California, Rocky Mountains, Upper Midwest, Lower Midwest, Lakes/Mid-Atl., Texas, Southwest, Southeast, Northeast | Commercial (New), Commercial (Existing) | Cooling (Equip.), Ventilation | 19.5853 | 4.9631 | 5.9927 | 382.0123 | 206.3338 | 208.7597 | 210.8832 | 212.9502 | 215.2506 | 59.1203 | 58.9928 | 59.051 | 58.8376 | 59.5458 | 59.4488 | 59.359 | 59.2232 | 58.8537 | 58.863 | 66.7459 | 66.7083 | 66.8704 | 68.0998 | 68.3292 | 68.6467 | 69.1011 | 69.502 | 70.4576 | 70.8474 | 71.3556
Prosp. Com. Chillers + Env. + Ctls. | Baseline competed | Northwest, Great Basin, California, Rocky Mountains, Upper Midwest, Lower Midwest, Lakes/Mid-Atl., Texas, Southwest, Southeast, Northeast | Commercial (New), Commercial (Existing) | Cooling (Equip.), Ventilation | 19.5853 | 4.9631 | 5.9927 | 382.0123 | 0 | 0 | -2.9307e-13 | 0 | 2.9307e-13 | 68.8813 | 69.9214 | 71.1971 | 72.0717 | 73.0845 | 74.0087 | 74.9228 | 75.6374 | 76.1281 | 76.5767 | 30.3877 | 30.6357 | 30.9748 | 31.2973 | 31.6601 | 32.0718 | 32.4599 | 32.9175 | 33.4008 | 33.8696 | 34.4062
Prosp. Com. Chillers + Env. + Ctls. | Efficient competed | Northwest, Great Basin, California, Rocky Mountains, Upper Midwest, Lower Midwest, Lakes/Mid-Atl., Texas, Southwest, Southeast, Northeast | Commercial (New), Commercial (Existing) | Cooling (Equip.), Ventilation | 19.5853 | 4.9631 | 5.9927 | 382.0123 | 0 | 0 | -2.9307e-13 | 0 | 2.9307e-13 | 18.5875 | 18.5514 | 18.5737 | 18.5104 | 18.7397 | 18.713 | 18.6885 | 18.6498 | 18.5371 | 18.5449 | 8.2407 | 8.2398 | 8.2635 | 8.4216 | 8.4535 | 8.4963 | 8.5566 | 8.6098 | 8.7328 | 8.7845 | 8.8508
Prosp. Com. N-Elec. Env. | Baseline uncompeted | Northwest, Great Basin, California, Rocky Mountains, Upper Midwest, Lower Midwest, Lakes/Mid-Atl., Texas, Southwest, Southeast, Northeast | Commercial (New), Commercial (Existing) | Heating (Equip.) | 24.1657 | 4.0835 | 4.6709 | 85.4702 | 563.8189 | 571.6377 | 576.4802 | 579.4587 | 579.7372 | 578.8036 | 577.6393 | 575.9673 | 573.2115 | 569.9905 | 566.4267 | 563.0065 | 559.3139 | 554.7538 | 550.4241 | 545.8954 | 541.2879 | 536.8931 | 533.0002 | 529.6294 | 525.7106 | 521.0376 | 516.8619 | 513.2604 | 509.5946 | 505.453
Prosp. Com. N-Elec. Env. | Efficient uncompeted | Northwest, Great Basin, California, Rocky Mountains, Upper Midwest, Lower Midwest, Lakes/Mid-Atl., Texas, Southwest, Southeast, Northeast | Commercial (New), Commercial (Existing) | Heating (Equip.) | 24.1657 | 4.0835 | 4.6709 | 85.4702 | 563.8189 | 571.6377 | 576.4802 | 579.4587 | 579.7372 | 367.9785 | 365.6537 | 363.0729 | 359.8292 | 356.4876 | 352.7892 | 349.4511 | 345.8796 | 341.8352 | 337.9666 | 33.3102 | 33.9695 | 34.6468 | 35.3077 | 36.0291 | 36.7725 | 37.3627 | 38.1643 | 38.8502 | 39.5874 | 40.2887
Prosp. Com. N-Elec. Env. | Baseline competed | Northwest, Great Basin, California, Rocky Mountains, Upper Midwest, Lower Midwest, Lakes/Mid-Atl., Texas, Southwest, Southeast, Northeast | Commercial (New), Commercial (Existing) | Heating (Equip.) | 24.1657 | 4.0835 | 4.6709 | 85.4702 | 2.9307e-13 | -1.7584e-12 | -2.9307e-13 | 8.7921e-13 | -5.8614e-13 | -2.9307e-13 | 5.8614e-13 | -2.9307e-13 | -1.4654e-12 | 2.9307e-13 | 1.7584e-12 | -1.7584e-12 | 2.9307e-13 | 1.7584e-12 | 8.7921e-13 | 8.7343 | 8.6606 | 8.5903 | 8.528 | 8.4741 | 8.4114 | 63.0455 | 62.5403 | 62.1045 | 61.6609 | 61.1598
Prosp. Com. N-Elec. Env. | Efficient competed | Northwest, Great Basin, California, Rocky Mountains, Upper Midwest, Lower Midwest, Lakes/Mid-Atl., Texas, Southwest, Southeast, Northeast | Commercial (New), Commercial (Existing) | Heating (Equip.) | 24.1657 | 4.0835 | 4.6709 | 85.4702 | 2.9307e-13 | -1.7584e-12 | -2.9307e-13 | 8.7921e-13 | -5.8614e-13 | 5.8614e-13 | -2.9307e-13 | 5.8614e-13 | 5.8614e-13 | 0 | -5.8614e-13 | 0 | -2.9307e-13 | -2.9307e-13 | 1.1723e-12 | 0.53296 | 0.54351 | 0.55435 | 0.56492 | 0.57647 | 0.58836 | 4.5209 | 4.6179 | 4.7009 | 4.7901 | 4.8749
Prosp. Com. N-Elec. Env. + Ctls. | Baseline uncompeted | Northwest, Great Basin, California, Rocky Mountains, Upper Midwest, Lower Midwest, Lakes/Mid-Atl., Texas, Southwest, Southeast, Northeast | Commercial (New), Commercial (Existing) | Heating (Equip.), Cooling (Equip.), Ventilation | 9.5196 | 8.0527 | 10.4507 | 199.5968 | 733.2264 | 737.7732 | 738.9268 | 737.9974 | 734.4949 | 729.8455 | 725.6565 | 721.3789 | 715.4565 | 709.4402 | 703.0115 | 696.8126 | 690.0633 | 682.1583 | 674.5148 | 667.0092 | 659.7679 | 653.161 | 647.0549 | 641.6248 | 635.7949 | 629.0385 | 622.9986 | 617.6302 | 612.2224 | 606.5242
Prosp. Com. N-Elec. Env. + Ctls. | Efficient uncompeted | Northwest, Great Basin, California, Rocky Mountains, Upper Midwest, Lower Midwest, Lakes/Mid-Atl., Texas, Southwest, Southeast, Northeast | Commercial (New), Commercial (Existing) | Heating (Equip.), Cooling (Equip.), Ventilation | 9.5196 | 8.0527 | 10.4507 | 199.5968 | 733.2264 | 737.7732 | 738.9268 | 737.9974 | 734.4949 | 403.5836 | 399.6586 | 395.817 | 391.0441 | 386.4876 | 381.5505 | 376.9657 | 372.0021 | 366.4447 | 361.0662 | 110.1479 | 108.8772 | 107.9136 | 106.9725 | 106.1473 | 105.446 | 104.5035 | 103.8844 | 103.2484 | 102.658 | 102.1689
Prosp. Com. N-Elec. Env. + Ctls. | Baseline competed | Northwest, Great Basin, California, Rocky Mountains, Upper Midwest, Lower Midwest, Lakes/Mid-Atl., Texas, Southwest, Southeast, Northeast | Commercial (New), Commercial (Existing) | Heating (Equip.), Cooling (Equip.), Ventilation | 9.5196 | 8.0527 | 10.4507 | 199.5968 | 1.0322 | 1.0738 | 1.1157 | 1.1517 | 1.1862 | 2.5755 | 2.5841 | 2.5927 | 2.5975 | 2.6014 | 2.6045 | 2.6331 | 2.638 | 2.6391 | 2.643 | 2.7911 | 2.7904 | 2.7949 | 3.052 | 3.059 | 3.065 | 3.0704 | 3.3123 | 3.322 | 3.3322 | 3.6002
Prosp. Com. N-Elec. Env. + Ctls. | Efficient competed | Northwest, Great Basin, California, Rocky Mountains, Upper Midwest, Lower Midwest, Lakes/Mid-Atl., Texas, Southwest, Southeast, Northeast | Commercial (New), Commercial (Existing) | Heating (Equip.), Cooling (Equip.), Ventilation | 9.5196 | 8.0527 | 10.4507 | 199.5968 | 1.0322 | 1.0738 | 1.1157 | 1.1517 | 1.1862 | 0.49838 | 0.50396 | 0.50948 | 0.51391 | 0.53978 | 0.54393 | 0.55456 | 0.56347 | 0.56744 | 0.57974 | 0.8571 | 0.85586 | 0.856 | 0.96849 | 0.96927 | 0.96976 | 0.97587 | 1.0577 | 1.0715 | 1.0727 | 1.1638
Prosp. Res. ASHP (FS) + Env. + Ctls. | Baseline uncompeted | California, Upper Midwest, Lower Midwest, Texas, Southwest, Southeast | Residential (New), Residential (Existing) | Heating (Equip.), Cooling (Equip.) | 21.8826 | 4.335 | 7.6422 | 202.6708 | 587.8929 | 591.0886 | 593.7638 | 595.6262 | 596.4128 | 596.4178 | 596.6903 | 598.063 | 599.9009 | 602.2225 | 604.6384 | 607.7487 | 610.7462 | 613.2233 | 615.929 | 619.1002 | 622.5646 | 626.6817 | 630.7834 | 635.3367 | 640.3577 | 644.5124 | 649.4744 | 654.782 | 659.8012 | 665.2403
Prosp. Res. ASHP (FS) + Env. + Ctls. | Efficient uncompeted | California, Upper Midwest, Lower Midwest, Texas, Southwest, Southeast | Residential (New), Residential (Existing) | Heating (Equip.), Cooling (Equip.) | 21.8826 | 4.335 | 7.6422 | 202.6708 | 587.8929 | 591.0886 | 593.7638 | 595.6262 | 596.4128 | 196.7676 | 196.1205 | 196.321 | 196.1309 | 196.6757 | 196.9647 | 196.8026 | 196.2436 | 195.1801 | 193.5319 | 44.8348 | 47.237 | 50.0449 | 53.2052 | 56.7601 | 59.8803 | 64.1078 | 68.5809 | 71.8673 | 77.2354 | 83.3646
Prosp. Res. ASHP (FS) + Env. + Ctls. | Baseline competed | California, Upper Midwest, Lower Midwest, Texas, Southwest, Southeast | Residential (New), Residential (Existing) | Heating (Equip.), Cooling (Equip.) | 21.8826 | 4.335 | 7.6422 | 202.6708 | -2.9307e-13 | -2.9307e-13 | -2.9307e-13 | -8.7921e-13 | 0 | 89.4186 | 84.6543 | 80.9204 | 12.9258 | 12.6567 | 12.5173 | 12.3073 | 12.0716 | 11.808 | 11.6569 | 48.2726 | 47.0048 | 45.3311 | 43.7023 | 41.9071 | 40.5847 | 38.9418 | 37.2813 | 36.2593 | 34.2503 | 32.2772
Prosp. Res. ASHP (FS) + Env. + Ctls. | Efficient competed | California, Upper Midwest, Lower Midwest, Texas, Southwest, Southeast | Residential (New), Residential (Existing) | Heating (Equip.), Cooling (Equip.) | 21.8826 | 4.335 | 7.6422 | 202.6708 | -2.9307e-13 | -2.9307e-13 | -2.9307e-13 | -8.7921e-13 | 0 | 46.3797 | 44.2897 | 42.8109 | 8.225 | 8.1708 | 8.2522 | 8.1585 | 8.0694 | 8.0135 | 7.8532 | 4.2803 | 4.2938 | 4.3354 | 4.3356 | 4.326 | 4.3214 | 4.3965 | 4.3999 | 4.384 | 4.4048 | 4.482
Prosp. Res. ASHP (FS) + Env. + Ctls. CC | Baseline uncompeted | Northwest, Great Basin, Rocky Mountains, Upper Midwest, Lakes/Mid-Atl., Northeast | Residential (New), Residential (Existing) | Heating (Equip.), Cooling (Equip.) | 16.4583 | 5.4579 | 10.1915 | 181.506 | 908.2682 | 909.1367 | 907.9638 | 905.1695 | 900.5409 | 895.2159 | 889.767 | 884.5921 | 881.0642 | 877.3107 | 873.7804 | 870.9107 | 868.171 | 865.1281 | 862.4625 | 860.3647 | 858.5309 | 857.321 | 856.4923 | 856.2418 | 855.8601 | 855.0116 | 854.4408 | 854.2796 | 853.9375 | 853.5619
Prosp. Res. ASHP (FS) + Env. + Ctls. CC | Efficient uncompeted | Northwest, Great Basin, Rocky Mountains, Upper Midwest, Lakes/Mid-Atl., Northeast | Residential (New), Residential (Existing) | Heating (Equip.), Cooling (Equip.) | 16.4583 | 5.4579 | 10.1915 | 181.506 | 908.2682 | 909.1367 | 907.9638 | 905.1695 | 900.5409 | 491.9205 | 488.0716 | 486.9885 | 483.9997 | 483.6774 | 481.7376 | 479.6522 | 475.7223 | 469.9525 | 463.9458 | 91.0264 | 93.1975 | 95.4356 | 98.5202 | 102.0046 | 104.9167 | 109.0614 | 113.9512 | 117.8979 | 125.3108 | 134.44
Prosp. Res. ASHP (FS) + Env. + Ctls. CC | Baseline competed | Northwest, Great Basin, Rocky Mountains, Upper Midwest, Lakes/Mid-Atl., Northeast | Residential (New), Residential (Existing) | Heating (Equip.), Cooling (Equip.) | 16.4583 | 5.4579 | 10.1915 | 181.506 | 1.1723e-12 | -5.8614e-13 | 0 | -5.8614e-13 | -1.1723e-12 | 2.8243 | 2.7606 | 2.5788 | 0.091942 | 0.085765 | 0.088394 | 0.086565 | 0.08746 | 0.088783 | 0.085904 | 7.3161 | 7.2338 | 7.1757 | 7.0555 | 6.9494 | 6.8874 | 6.75 | 6.5351 | 6.3588 | 6.0152 | 5.5416
Prosp. Res. ASHP (FS) + Env. + Ctls. CC | Efficient competed | Northwest, Great Basin, Rocky Mountains, Upper Midwest, Lakes/Mid-Atl., Northeast | Residential (New), Residential (Existing) | Heating (Equip.), Cooling (Equip.) | 16.4583 | 5.4579 | 10.1915 | 181.506 | 1.1723e-12 | -5.8614e-13 | 0 | -5.8614e-13 | -1.1723e-12 | 1.6887 | 1.6692 | 1.5839 | 0.049859 | 0.046857 | 0.048701 | 0.047795 | 0.048278 | 0.048867 | 0.046733 | 0.43956 | 0.43929 | 0.43811 | 0.43881 | 0.4411 | 0.44302 | 0.45692 | 0.46314 | 0.46218 | 0.47222 | 0.48029
Prosp. Res. ASHP (LFL) + Env. + Ctls. | Baseline uncompeted | California, Upper Midwest, Lower Midwest, Texas, Southwest, Southeast | Residential (New), Residential (Existing) | Heating (Equip.), Cooling (Equip.) | 43.3345 | 2.2972 | 3.9064 | 273.6402 | 264.4593 | 266.3655 | 268.1864 | 269.6393 | 270.9981 | 272.2486 | 274.1485 | 276.9623 | 278.727 | 281.2799 | 284.1512 | 287.4073 | 290.2245 | 292.2229 | 294.3361 | 297.2232 | 300.6322 | 304.9232 | 308.9919 | 313.3548 | 317.9557 | 322.1856 | 326.9265 | 331.9216 | 336.6152 | 341.7575
Prosp. Res. ASHP (LFL) + Env. + Ctls. | Efficient uncompeted | California, Upper Midwest, Lower Midwest, Texas, Southwest, Southeast | Residential (New), Residential (Existing) | Heating (Equip.), Cooling (Equip.) | 43.3345 | 2.2972 | 3.9064 | 273.6402 | 264.4593 | 266.3655 | 268.1864 | 269.6393 | 270.9981 | 26.9415 | 27.1428 | 27.257 | 27.445 | 27.5307 | 27.8615 | 27.9926 | 28.2454 | 28.5238 | 28.5332 | 11.3056 | 11.8091 | 12.6524 | 13.3067 | 14.0279 | 14.891 | 15.8316 | 16.7381 | 17.4561 | 18.4466 | 19.5154
Prosp. Res. ASHP (LFL) + Env. + Ctls. | Baseline competed | California, Upper Midwest, Lower Midwest, Texas, Southwest, Southeast | Residential (New), Residential (Existing) | Heating (Equip.), Cooling (Equip.) | 43.3345 | 2.2972 | 3.9064 | 273.6402 | 0 | -2.9307e-13 | 0 | 0 | 0 | 269.8602 | 271.7222 | 274.4878 | 275.918 | 278.5464 | 281.2468 | 284.5564 | 287.4696 | 289.5623 | 291.7271 | 295.982 | 299.3778 | 303.618 | 307.6607 | 312.0106 | 316.573 | 320.7542 | 325.4558 | 330.4188 | 335.0653 | 340.1091
Prosp. Res. ASHP (LFL) + Env. + Ctls. | Efficient competed | California, Upper Midwest, Lower Midwest, Texas, Southwest, Southeast | Residential (New), Residential (Existing) | Heating (Equip.), Cooling (Equip.) | 43.3345 | 2.2972 | 3.9064 | 273.6402 | 0 | -2.9307e-13 | 0 | 0 | 0 | 26.7111 | 26.9086 | 27.0198 | 27.1914 | 27.2855 | 27.6022 | 27.74 | 28.0016 | 28.2876 | 28.3031 | 11.2588 | 11.7604 | 12.5989 | 13.2503 | 13.9688 | 14.8275 | 15.7628 | 16.6647 | 17.3792 | 18.3645 | 19.4249
Prosp. Res. ASHP (LFL) + Env. + Ctls. CC | Baseline uncompeted | Northwest, Great Basin, Rocky Mountains, Upper Midwest, Lakes/Mid-Atl., Northeast | Residential (New), Residential (Existing) | Heating (Equip.), Cooling (Equip.) | 21.3088 | 4.434 | 9.8806 | 514.2744 | 74.2007 | 73.9715 | 73.5549 | 72.9516 | 72.3724 | 71.8323 | 71.4932 | 71.3578 | 71.0046 | 70.8514 | 70.7731 | 70.7626 | 70.6682 | 70.3404 | 69.9942 | 69.8375 | 69.8126 | 70.0601 | 70.2804 | 70.5922 | 70.9586 | 71.1743 | 71.5208 | 71.9281 | 72.3622 | 72.8818
Prosp. Res. ASHP (LFL) + Env. + Ctls. CC | Efficient uncompeted | Northwest, Great Basin, Rocky Mountains, Upper Midwest, Lakes/Mid-Atl., Northeast | Residential (New), Residential (Existing) | Heating (Equip.), Cooling (Equip.) | 21.3088 | 4.434 | 9.8806 | 514.2744 | 74.2007 | 73.9715 | 73.5549 | 72.9516 | 72.3724 | 10.6083 | 10.4807 | 10.3788 | 10.2423 | 10.1415 | 10.0485 | 9.9618 | 9.8687 | 9.744 | 9.6082 | 2.2668 | 2.3206 | 2.3743 | 2.4496 | 2.5328 | 2.602 | 2.7069 | 2.8295 | 2.931 | 3.1191 | 3.351
Prosp. Res. ASHP (LFL) + Env. + Ctls. CC | Baseline competed | Northwest, Great Basin, Rocky Mountains, Upper Midwest, Lakes/Mid-Atl., Northeast | Residential (New), Residential (Existing) | Heating (Equip.), Cooling (Equip.) | 21.3088 | 4.434 | 9.8806 | 514.2744 | 0 | 0 | 0 | 0 | 0 | 36.1971 | 36.4056 | 36.9653 | 37.0838 | 37.7337 | 37.8855 | 38.5568 | 39.0904 | 39.6226 | 40.1235 | 49.5278 | 49.9248 | 50.4389 | 50.8257 | 51.1812 | 51.7383 | 52.1062 | 52.4785 | 53.0304 | 53.1965 | 53.5037
Prosp. Res. ASHP (LFL) + Env. + Ctls. CC | Efficient competed | Northwest, Great Basin, Rocky Mountains, Upper Midwest, Lakes/Mid-Atl., Northeast | Residential (New), Residential (Existing) | Heating (Equip.), Cooling (Equip.) | 21.3088 | 4.434 | 9.8806 | 514.2744 | 0 | 0 | 0 | 0 | 0 | 4.2485 | 4.2379 | 4.2742 | 4.2658 | 4.3171 | 4.2931 | 4.3415 | 4.3728 | 4.4086 | 4.4361 | 1.5169 | 1.5628 | 1.6071 | 1.661 | 1.7166 | 1.7705 | 1.844 | 1.9256 | 2.0004 | 2.1118 | 2.2549
Prosp. Res. ASHP (RST) + Env. + Ctls. | Baseline uncompeted | California, Upper Midwest, Lower Midwest, Texas, Southwest, Southeast | Residential (New), Residential (Existing) | Heating (Equip.), Cooling (Equip.) | 8.1279 | 8.493 | 15.1103 | 1087.6247 | 280.906 | 281.2167 | 281.141 | 280.5253 | 279.589 | 278.3876 | 277.8381 | 278.3947 | 278.044 | 278.3153 | 278.619 | 279.1652 | 279.2066 | 278.5882 | 277.9731 | 277.9596 | 278.3158 | 279.407 | 280.352 | 281.4839 | 283.0401 | 284.2348 | 285.8633 | 287.572 | 288.9647 | 290.858
Prosp. Res. ASHP (RST) + Env. + Ctls. | Efficient uncompeted | California, Upper Midwest, Lower Midwest, Texas, Southwest, Southeast | Residential (New), Residential (Existing) | Heating (Equip.), Cooling (Equip.) | 8.1279 | 8.493 | 15.1103 | 1087.6247 | 280.906 | 281.2167 | 281.141 | 280.5253 | 279.589 | 19.1174 | 19.1286 | 19.1381 | 19.1525 | 19.1332 | 19.2114 | 19.1946 | 19.2185 | 19.2453 | 19.1417 | 6.5917 | 6.9555 | 7.4496 | 7.9198 | 8.4552 | 8.9698 | 9.5874 | 10.1916 | 10.6367 | 11.2834 | 11.9758
Prosp. Res. ASHP (RST) + Env. + Ctls. | Baseline competed | California, Upper Midwest, Lower Midwest, Texas, Southwest, Southeast | Residential (New), Residential (Existing) | Heating (Equip.), Cooling (Equip.) | 8.1279 | 8.493 | 15.1103 | 1087.6247 | 0 | 0 | 0 | 0 | -2.9307e-13 | 271.9114 | 271.2974 | 271.7399 | 233.8282 | 233.4705 | 232.4567 | 232.1446 | 231.4333 | 230.0995 | 228.964 | 231.0379 | 230.9744 | 231.159 | 231.4665 | 231.8864 | 232.4815 | 232.5528 | 233.0906 | 233.8088 | 234.1943 | 234.7375
Prosp. Res. ASHP (RST) + Env. + Ctls. | Efficient competed | California, Upper Midwest, Lower Midwest, Texas, Southwest, Southeast | Residential (New), Residential (Existing) | Heating (Equip.), Cooling (Equip.) | 8.1279 | 8.493 | 15.1103 | 1087.6247 | 0 | 0 | 0 | 0 | -2.9307e-13 | 18.7331 | 18.7418 | 18.7484 | 17.2277 | 17.1889 | 17.1835 | 17.136 | 17.1128 | 17.0766 | 16.9544 | 5.2685 | 5.5897 | 5.9809 | 6.3933 | 6.8634 | 7.2908 | 7.8155 | 8.3481 | 8.7348 | 9.314 | 9.9259
Prosp. Res. ASHP (RST) + Env. + Ctls. CC | Baseline uncompeted | Northwest, Great Basin, Rocky Mountains, Upper Midwest, Lakes/Mid-Atl., Northeast | Residential (New), Residential (Existing) | Heating (Equip.), Cooling (Equip.) | 6.6181 | 9.3318 | 19.0639 | 1051.2239 | 158.263 | 157.929 | 157.0424 | 155.6111 | 154.1701 | 152.8266 | 151.9029 | 151.3495 | 150.4501 | 149.9558 | 149.4099 | 148.9429 | 148.1413 | 146.9558 | 145.6666 | 144.6913 | 143.9729 | 143.7541 | 143.5052 | 143.394 | 143.3897 | 143.1048 | 143.0266 | 143.0604 | 143.061 | 143.2663
Prosp. Res. ASHP (RST) + Env. + Ctls. CC | Efficient uncompeted | Northwest, Great Basin, Rocky Mountains, Upper Midwest, Lakes/Mid-Atl., Northeast | Residential (New), Residential (Existing) | Heating (Equip.), Cooling (Equip.) | 6.6181 | 9.3318 | 19.0639 | 1051.2239 | 158.263 | 157.929 | 157.0424 | 155.6111 | 154.1701 | 11.411 | 11.3048 | 11.2214 | 11.1015 | 11.0144 | 10.9224 | 10.8127 | 10.6983 | 10.5539 | 10.3942 | 2.47 | 2.5331 | 2.5951 | 2.6835 | 2.7807 | 2.861 | 2.9852 | 3.1294 | 3.2473 | 3.4689 | 3.7436
Prosp. Res. ASHP (RST) + Env. + Ctls. CC | Baseline competed | Northwest, Great Basin, Rocky Mountains, Upper Midwest, Lakes/Mid-Atl., Northeast | Residential (New), Residential (Existing) | Heating (Equip.), Cooling (Equip.) | 6.6181 | 9.3318 | 19.0639 | 1051.2239 | 0 | 0 | 0 | 0 | 0 | 105.0026 | 105.5972 | 106.8115 | 87.5715 | 88.1248 | 88.0599 | 88.3612 | 88.4444 | 88.3648 | 88.219 | 99.5644 | 99.0273 | 98.6654 | 98.1448 | 97.6411 | 97.2688 | 96.5014 | 95.7363 | 95.2126 | 94.2828 | 93.2696
Prosp. Res. ASHP (RST) + Env. + Ctls. CC | Efficient competed | Northwest, Great Basin, Rocky Mountains, Upper Midwest, Lakes/Mid-Atl., Northeast | Residential (New), Residential (Existing) | Heating (Equip.), Cooling (Equip.) | 6.6181 | 9.3318 | 19.0639 | 1051.2239 | 0 | 0 | 0 | 0 | 0 | 7.8828 | 7.9059 | 7.9722 | 7.4863 | 7.5404 | 7.5442 | 7.5605 | 7.5699 | 7.5622 | 7.5477 | 1.7723 | 1.8286 | 1.8803 | 1.9522 | 2.0299 | 2.0946 | 2.193 | 2.3045 | 2.3976 | 2.5678 | 2.7762
Prosp. Res. N-Elec. Env. | Baseline uncompeted | Northwest, Great Basin, California, Rocky Mountains, Upper Midwest, Lower Midwest, Lakes/Mid-Atl., Texas, Southwest, Southeast, Northeast | Residential (New), Residential (Existing) | Heating (Equip.) | 63.3857 | 1.5776 | 2.3683 | 44.3888 | 1354.0815 | 1348.4029 | 1341.123 | 1332.4264 | 1321.5431 | 1309.5188 | 1297.0018 | 1284.4846 | 1274.9205 | 1264.3519 | 1254.0823 | 1244.5702 | 1235.7292 | 1226.8303 | 1218.6805 | 1211.0707 | 1203.8454 | 1196.8943 | 1190.6398 | 1184.8994 | 1179.02 | 1172.3979 | 1166.1464 | 1160.3542 | 1154.5913 | 1148.5392
Prosp. Res. N-Elec. Env. | Efficient uncompeted | Northwest, Great Basin, California, Rocky Mountains, Upper Midwest, Lower Midwest, Lakes/Mid-Atl., Texas, Southwest, Southeast, Northeast | Residential (New), Residential (Existing) | Heating (Equip.) | 63.3857 | 1.5776 | 2.3683 | 44.3888 | 1354.0815 | 1348.4029 | 1341.123 | 1332.4264 | 1321.5431 | 945.8185 | 938.7756 | 931.6083 | 925.9116 | 920.0778 | 914.4355 | 908.7312 | 904.0737 | 899.3539 | 894.5069 | 166.8218 | 172.7022 | 177.5849 | 185.1375 | 193.4289 | 199.9055 | 210.6165 | 222.7305 | 231.8653 | 248.996 | 269.1807
Prosp. Res. N-Elec. Env. | Baseline competed | Northwest, Great Basin, California, Rocky Mountains, Upper Midwest, Lower Midwest, Lakes/Mid-Atl., Texas, Southwest, Southeast, Northeast | Residential (New), Residential (Existing) | Heating (Equip.) | 63.3857 | 1.5776 | 2.3683 | 44.3888 | 0 | -2.9307e-13 | -2.3446e-12 | -8.7921e-13 | -1.1723e-12 | 13.1134 | 13.5953 | 14.0652 | 21.2477 | 21.5164 | 21.8357 | 22.6173 | 23.0976 | 23.2694 | 24.3084 | 997.3852 | 984.5593 | 972.004 | 956.4126 | 939.6232 | 925.8687 | 908.8245 | 885.8331 | 866.6665 | 836.1765 | 799.7313
Prosp. Res. N-Elec. Env. | Efficient competed | Northwest, Great Basin, California, Rocky Mountains, Upper Midwest, Lower Midwest, Lakes/Mid-Atl., Texas, Southwest, Southeast, Northeast | Residential (New), Residential (Existing) | Heating (Equip.) | 63.3857 | 1.5776 | 2.3683 | 44.3888 | 0 | -2.9307e-13 | -2.3446e-12 | -8.7921e-13 | -1.1723e-12 | 9.5277 | 9.8939 | 10.2525 | 15.4145 | 15.64 | 15.9032 | 16.494 | 16.8771 | 17.0357 | 17.8181 | 137.5473 | 141.4051 | 144.3787 | 148.886 | 153.5718 | 157.1798 | 163.4879 | 169.4485 | 173.4684 | 180.6787 | 187.8649
Prosp. Res. N-Elec. Env. + Ctls. | Baseline uncompeted | Northwest, Great Basin, California, Rocky Mountains, Upper Midwest, Lower Midwest, Lakes/Mid-Atl., Texas, Southwest, Southeast, Northeast | Residential (New), Residential (Existing) | Heating (Equip.), Cooling (Equip.) | 32.0791 | 3.1134 | 4.6418 | 87.0659 | 1371.5393 | 1365.9374 | 1358.7009 | 1350.0172 | 1339.1197 | 1327.0562 | 1314.4788 | 1301.8969 | 1292.2618 | 1281.6339 | 1271.3312 | 1261.8245 | 1253.0282 | 1244.1779 | 1236.0888 | 1228.5395 | 1221.368 | 1214.4782 | 1208.2895 | 1202.6232 | 1196.8116 | 1190.25 | 1184.059 | 1178.3427 | 1172.6602 | 1166.6821
Prosp. Res. N-Elec. Env. + Ctls. | Efficient uncompeted | Northwest, Great Basin, California, Rocky Mountains, Upper Midwest, Lower Midwest, Lakes/Mid-Atl., Texas, Southwest, Southeast, Northeast | Residential (New), Residential (Existing) | Heating (Equip.), Cooling (Equip.) | 32.0791 | 3.1134 | 4.6418 | 87.0659 | 1371.5393 | 1365.9374 | 1358.7009 | 1350.0172 | 1339.1197 | 692.2483 | 687.2148 | 682.0178 | 677.902 | 673.6544 | 669.6334 | 665.4955 | 662.1661 | 658.8447 | 655.3347 | 125.1228 | 129.5012 | 133.2526 | 138.8762 | 145.0535 | 149.9183 | 157.9404 | 166.9292 | 173.7081 | 186.3938 | 201.3262
Prosp. Res. N-Elec. Env. + Ctls. | Baseline competed | Northwest, Great Basin, California, Rocky Mountains, Upper Midwest, Lower Midwest, Lakes/Mid-Atl., Texas, Southwest, Southeast, Northeast | Residential (New), Residential (Existing) | Heating (Equip.), Cooling (Equip.) | 32.0791 | 3.1134 | 4.6418 | 87.0659 | -8.7921e-13 | -8.7921e-13 | -1.1723e-12 | -1.7584e-12 | -8.7921e-13 | 6.0093 | 6.1928 | 6.4381 | 13.249 | 13.5257 | 13.7732 | 14.1736 | 14.5645 | 14.9195 | 15.3956 | 59.9638 | 60.9411 | 61.7744 | 62.5831 | 63.3079 | 64.081 | 65.2209 | 65.7447 | 66.1647 | 66.5373 | 66.6582
Prosp. Res. N-Elec. Env. + Ctls. | Efficient competed | Northwest, Great Basin, California, Rocky Mountains, Upper Midwest, Lower Midwest, Lakes/Mid-Atl., Texas, Southwest, Southeast, Northeast | Residential (New), Residential (Existing) | Heating (Equip.), Cooling (Equip.) | 32.0791 | 3.1134 | 4.6418 | 87.0659 | -8.7921e-13 | -8.7921e-13 | -1.1723e-12 | -1.7584e-12 | -8.7921e-13 | 2.5138 | 2.6015 | 2.7096 | 5.6464 | 5.7804 | 5.9295 | 6.1211 | 6.3203 | 6.5246 | 6.7533 | 7.5343 | 7.8989 | 8.3131 | 8.7422 | 9.2043 | 9.6373 | 10.2926 | 10.8854 | 11.3581 | 12.1331 | 12.993
Prospective Com. Ctls. (Lighting) | Baseline uncompeted | Northwest, Great Basin, California, Rocky Mountains, Upper Midwest, Lower Midwest, Lakes/Mid-Atl., Texas, Southwest, Southeast, Northeast | Commercial (New), Commercial (Existing) | Lighting | 45.8378 | 2.1315 | 4.4049 | 999 | 152.9222 | 150.8007 | 149.2555 | 148.2485 | 148.609 | 147.7196 | 148.5753 | 150.7313 | 151.644 | 153.4063 | 154.8844 | 156.2175 | 156.2226 | 155.4479 | 153.8784 | 155.0473 | 157.0948 | 160.0986 | 162.819 | 165.8401 | 169.5648 | 173.2599 | 177.5529 | 181.778 | 185.7807 | 190.6158
Prospective Com. Ctls. (Lighting) | Efficient uncompeted | Northwest, Great Basin, California, Rocky Mountains, Upper Midwest, Lower Midwest, Lakes/Mid-Atl., Texas, Southwest, Southeast, Northeast | Commercial (New), Commercial (Existing) | Lighting | 45.8378 | 2.1315 | 4.4049 | 999 | 152.9222 | 150.8007 | 149.2555 | 148.2485 | 148.609 | 103.4037 | 104.0027 | 105.5119 | 106.1508 | 107.3844 | 108.4191 | 109.3522 | 109.3558 | 108.8135 | 107.7149 | 108.5331 | 109.9663 | 112.069 | 113.9733 | 116.0881 | 118.6954 | 121.2819 | 124.287 | 127.2446 | 130.0465 | 133.4311
Prospective Com. Ctls. (Lighting) | Baseline competed | Northwest, Great Basin, California, Rocky Mountains, Upper Midwest, Lower Midwest, Lakes/Mid-Atl., Texas, Southwest, Southeast, Northeast | Commercial (New), Commercial (Existing) | Lighting | 45.8378 | 2.1315 | 4.4049 | 999 | 2.9307e-13 | 5.8614e-13 | -5.8614e-13 | 2.9307e-13 | -1.4654e-12 | 72.2349 | 72.6533 | 73.7076 | 74.1539 | 75.0157 | 75.7385 | 76.3904 | 76.3929 | 76.014 | 75.2465 | 75.8182 | 76.8193 | 78.2882 | 79.6185 | 81.0958 | 82.9172 | 84.7241 | 86.8234 | 88.8894 | 90.8467 | 93.2111
Prospective Com. Ctls. (Lighting) | Efficient competed | Northwest, Great Basin, California, Rocky Mountains, Upper Midwest, Lower Midwest, Lakes/Mid-Atl., Texas, Southwest, Southeast, Northeast | Commercial (New), Commercial (Existing) | Lighting | 45.8378 | 2.1315 | 4.4049 | 999 | 2.9307e-13 | 5.8614e-13 | -5.8614e-13 | 2.9307e-13 | -1.4654e-12 | 50.5644 | 50.8573 | 51.5953 | 51.9077 | 52.511 | 53.0169 | 53.4732 | 53.475 | 53.2098 | 52.6726 | 53.0727 | 53.7735 | 54.8017 | 55.7329 | 56.7671 | 58.042 | 59.3069 | 60.7764 | 62.2226 | 63.5927 | 65.2478
Prospective Commercial HPWH | Baseline uncompeted | Northwest, Great Basin, California, Rocky Mountains, Upper Midwest, Lower Midwest, Lakes/Mid-Atl., Texas, Southwest, Southeast, Northeast | Commercial (New), Commercial (Existing) | Water Heating | 999 | 0 | -1.7641 | -116.1177 | 15.9741 | 15.4934 | 15.2888 | 15.0624 | 14.8407 | 14.6333 | 14.4854 | 14.373 | 14.1795 | 14.0178 | 13.8403 | 13.6649 | 13.4447 | 13.1881 | 12.9283 | 12.6925 | 12.4912 | 12.3245 | 12.1513 | 11.9917 | 11.8406 | 11.6701 | 11.5175 | 11.3752 | 11.2284 | 11.0976
Prospective Commercial HPWH | Efficient uncompeted | Northwest, Great Basin, California, Rocky Mountains, Upper Midwest, Lower Midwest, Lakes/Mid-Atl., Texas, Southwest, Southeast, Northeast | Commercial (New), Commercial (Existing) | Water Heating | 999 | 0 | -1.7641 | -116.1177 | 15.9741 | 15.4934 | 15.2888 | 15.0624 | 14.8407 | 3.6573 | 3.6204 | 3.5923 | 3.5439 | 3.5035 | 3.4591 | 3.4153 | 3.3603 | 3.2961 | 3.2312 | 3.1723 | 3.1219 | 3.0803 | 3.037 | 2.9971 | 2.9593 | 2.9167 | 2.8786 | 2.843 | 2.8063 | 2.7736
Prospective Commercial HPWH | Baseline competed | Northwest, Great Basin, California, Rocky Mountains, Upper Midwest, Lower Midwest, Lakes/Mid-Atl., Texas, Southwest, Southeast, Northeast | Commercial (New), Commercial (Existing) | Water Heating | 999 | 0 | -1.7641 | -116.1177 | 0 | 0 | 0 | 0 | 0 | 14.6333 | 14.4854 | 14.373 | 14.1795 | 14.0178 | 13.8403 | 13.6649 | 13.4447 | 13.1881 | 12.9283 | 12.6925 | 12.4912 | 12.3245 | 12.1513 | 11.9917 | 11.8406 | 11.6701 | 11.5175 | 11.3752 | 11.2284 | 11.0976
Prospective Commercial HPWH | Efficient competed | Northwest, Great Basin, California, Rocky Mountains, Upper Midwest, Lower Midwest, Lakes/Mid-Atl., Texas, Southwest, Southeast, Northeast | Commercial (New), Commercial (Existing) | Water Heating | 999 | 0 | -1.7641 | -116.1177 | 0 | 0 | 0 | 0 | 0 | 3.6573 | 3.6204 | 3.5923 | 3.5439 | 3.5035 | 3.4591 | 3.4153 | 3.3603 | 3.2961 | 3.2312 | 3.1723 | 3.1219 | 3.0803 | 3.037 | 2.9971 | 2.9593 | 2.9167 | 2.8786 | 2.843 | 2.8063 | 2.7736
Prospective Commercial HPWH (FS) | Baseline uncompeted | Northwest, Great Basin, California, Rocky Mountains, Upper Midwest, Lower Midwest, Lakes/Mid-Atl., Texas, Southwest, Southeast, Northeast | Commercial (New), Commercial (Existing) | Water Heating | 999 | 0 | -1.0467 | -8.4554 | 179.931 | 183.7206 | 186.6205 | 189.0499 | 190.8836 | 192.5181 | 194.1067 | 195.5661 | 196.6672 | 197.6103 | 198.4602 | 199.389 | 200.2148 | 200.7263 | 201.3636 | 201.902 | 202.4439 | 203.0785 | 203.9426 | 205.0344 | 205.8768 | 206.1079 | 206.692 | 207.6924 | 208.7994 | 209.7271
Prospective Commercial HPWH (FS) | Efficient uncompeted | Northwest, Great Basin, California, Rocky Mountains, Upper Midwest, Lower Midwest, Lakes/Mid-Atl., Texas, Southwest, Southeast, Northeast | Commercial (New), Commercial (Existing) | Water Heating | 999 | 0 | -1.0467 | -8.4554 | 179.931 | 183.7206 | 186.6205 | 189.0499 | 190.8836 | 124.459 | 125.6751 | 127.1539 | 128.0284 | 129.1439 | 129.9495 | 130.7591 | 131.1679 | 131.1021 | 131.0626 | 131.1607 | 131.3953 | 131.9883 | 132.5798 | 133.3807 | 134.1241 | 134.1025 | 134.4159 | 135.0327 | 135.5867 | 136.1032
Prospective Commercial HPWH (FS) | Baseline competed | Northwest, Great Basin, California, Rocky Mountains, Upper Midwest, Lower Midwest, Lakes/Mid-Atl., Texas, Southwest, Southeast, Northeast | Commercial (New), Commercial (Existing) | Water Heating | 999 | 0 | -1.0467 | -8.4554 | 0 | 0 | 0 | 0 | 0 | 172.1149 | 173.5334 | 174.8364 | 175.8193 | 176.661 | 177.4193 | 178.2481 | 178.9846 | 179.4406 | 180.0087 | 180.4886 | 180.9715 | 181.5373 | 182.3079 | 183.2821 | 184.0335 | 184.2389 | 184.7595 | 185.6519 | 186.6394 | 207.6467
Prospective Commercial HPWH (FS) | Efficient competed | Northwest, Great Basin, California, Rocky Mountains, Upper Midwest, Lower Midwest, Lakes/Mid-Atl., Texas, Southwest, Southeast, Northeast | Commercial (New), Commercial (Existing) | Water Heating | 999 | 0 | -1.0467 | -8.4554 | 0 | 0 | 0 | 0 | 0 | 111.2459 | 112.3318 | 113.6525 | 114.4332 | 115.4295 | 116.1486 | 116.8714 | 117.2358 | 117.1762 | 117.1401 | 117.227 | 117.4358 | 117.965 | 118.4926 | 119.2075 | 119.871 | 119.851 | 120.1303 | 120.6806 | 121.1747 | 134.7511
Prospective Commercial Refrigeration | Baseline uncompeted | Northwest, Great Basin, California, Rocky Mountains, Upper Midwest, Lower Midwest, Lakes/Mid-Atl., Texas, Southwest, Southeast, Northeast | Commercial (New), Commercial (Existing) | Refrigeration | -19.8772 | 41.1097 | 80.0806 | 5556.3356 | 492.9975 | 492.5938 | 491.3352 | 489.9388 | 489.3728 | 488.9806 | 491.1394 | 494.6982 | 496.3562 | 499.0693 | 500.8524 | 502.3259 | 502.316 | 500.9317 | 499.2011 | 498.2141 | 498.3212 | 499.6707 | 500.5425 | 501.7104 | 503.2539 | 503.5972 | 504.5132 | 505.6058 | 506.3631 | 507.5987
Prospective Commercial Refrigeration | Efficient uncompeted | Northwest, Great Basin, California, Rocky Mountains, Upper Midwest, Lower Midwest, Lakes/Mid-Atl., Texas, Southwest, Southeast, Northeast | Commercial (New), Commercial (Existing) | Refrigeration | -19.8772 | 41.1097 | 80.0806 | 5556.3356 | 492.9975 | 492.5938 | 491.3352 | 489.9388 | 489.3728 | 352.066 | 355.1646 | 359.0175 | 361.2804 | 363.963 | 365.7889 | 367.318 | 367.7001 | 367.0242 | 366.0492 | 365.5788 | 365.8802 | 367.067 | 367.8798 | 368.89 | 370.1582 | 370.5287 | 371.3039 | 372.198 | 372.8357 | 373.8171
Prospective Commercial Refrigeration | Baseline competed | Northwest, Great Basin, California, Rocky Mountains, Upper Midwest, Lower Midwest, Lakes/Mid-Atl., Texas, Southwest, Southeast, Northeast | Commercial (New), Commercial (Existing) | Refrigeration | -19.8772 | 41.1097 | 80.0806 | 5556.3356 | 42.464 | 41.7766 | 41.1114 | 40.5267 | 40.0763 | 39.7757 | 39.7114 | 39.8012 | 39.7716 | 39.8574 | 39.8969 | 39.9353 | 39.8771 | 39.7287 | 39.5589 | 39.4749 | 39.4715 | 39.5745 | 39.6521 | 39.7575 | 39.8997 | 39.9512 | 40.0544 | 40.1779 | 40.2747 | 40.4071
Prospective Commercial Refrigeration | Efficient competed | Northwest, Great Basin, California, Rocky Mountains, Upper Midwest, Lower Midwest, Lakes/Mid-Atl., Texas, Southwest, Southeast, Northeast | Commercial (New), Commercial (Existing) | Refrigeration | -19.8772 | 41.1097 | 80.0806 | 5556.3356 | 42.464 | 41.7766 | 41.1114 | 40.5267 | 40.0763 | 28.6385 | 28.8182 | 29.0742 | 29.2133 | 29.4131 | 29.5586 | 29.686 | 29.7275 | 29.6891 | 29.6244 | 29.6144 | 29.6579 | 29.7753 | 29.8681 | 29.9776 | 30.1107 | 30.1721 | 30.2697 | 30.3797 | 30.4677 | 30.581
Prospective Residential Ctls. (CAC) | Baseline uncompeted | Northwest, Great Basin, California, Rocky Mountains, Upper Midwest, Lower Midwest, Lakes/Mid-Atl., Texas, Southwest, Southeast, Northeast | Residential (New), Residential (Existing) | Cooling (Equip.) | 2.9702 | 8.5432 | 21.8052 | 1439.9124 | 412.1646 | 418.9664 | 425.6858 | 431.7689 | 437.7374 | 443.5915 | 450.7582 | 459.849 | 468.1002 | 477.9788 | 487.8863 | 498.5951 | 508.5445 | 517.5217 | 526.4026 | 536.0607 | 546.2642 | 557.932 | 569.3668 | 581.5393 | 594.6295 | 607.192 | 620.7294 | 634.5984 | 647.7717 | 661.8686
Prospective Residential Ctls. (CAC) | Efficient uncompeted | Northwest, Great Basin, California, Rocky Mountains, Upper Midwest, Lower Midwest, Lakes/Mid-Atl., Texas, Southwest, Southeast, Northeast | Residential (New), Residential (Existing) | Cooling (Equip.) | 2.9702 | 8.5432 | 21.8052 | 1439.9124 | 412.1646 | 418.9664 | 425.6858 | 431.7689 | 437.7374 | 310.514 | 315.5307 | 321.8943 | 327.6701 | 334.5851 | 341.5204 | 349.0165 | 355.9812 | 362.2652 | 368.4818 | 375.2425 | 382.3849 | 390.5524 | 398.5568 | 407.0775 | 416.2406 | 425.0344 | 434.5106 | 444.2189 | 453.4402 | 463.308
Prospective Residential Ctls. (CAC) | Baseline competed | Northwest, Great Basin, California, Rocky Mountains, Upper Midwest, Lower Midwest, Lakes/Mid-Atl., Texas, Southwest, Southeast, Northeast | Residential (New), Residential (Existing) | Cooling (Equip.) | 2.9702 | 8.5432 | 21.8052 | 1439.9124 | -2.9307e-13 | 0 | 0 | 0 | -2.9307e-13 | 301.9603 | 306.9746 | 313.3178 | 386.3791 | 394.7579 | 403.7443 | 412.8981 | 421.3294 | 428.9699 | 436.3285 | 399.9522 | 408.8484 | 419.4913 | 429.9403 | 441.1267 | 452.8018 | 464.958 | 477.7631 | 490.0674 | 503.1946 | 517.6953
Prospective Residential Ctls. (CAC) | Efficient competed | Northwest, Great Basin, California, Rocky Mountains, Upper Midwest, Lower Midwest, Lakes/Mid-Atl., Texas, Southwest, Southeast, Northeast | Residential (New), Residential (Existing) | Cooling (Equip.) | 2.9702 | 8.5432 | 21.8052 | 1439.9124 | -2.9307e-13 | 0 | 0 | 0 | -2.9307e-13 | 211.3722 | 214.8822 | 219.3225 | 270.4653 | 276.3305 | 282.621 | 289.0287 | 294.9306 | 300.2789 | 305.4299 | 279.9665 | 286.1939 | 293.6439 | 300.9582 | 308.7887 | 316.9613 | 325.4706 | 334.4342 | 343.0472 | 352.2362 | 362.3867
Prospective Residential Ctls. (Lighting) | Baseline uncompeted | Northwest, Great Basin, California, Rocky Mountains, Upper Midwest, Lower Midwest, Lakes/Mid-Atl., Texas, Southwest, Southeast, Northeast | Residential (New), Residential (Existing) | Lighting | 999 | 0 | 0 | 0 | 162.5879 | 161.6378 | 161.49 | 161.7695 | 162.1863 | 161.0613 | 160.5389 | 160.6656 | 160.3707 | 160.7339 | 161.2079 | 161.7486 | 161.856 | 161.5216 | 161.1494 | 158.2578 | 155.9776 | 154.5161 | 153.3843 | 152.9527 | 152.9365 | 152.645 | 152.6196 | 152.7258 | 152.8216 | 153.1682
Prospective Residential Ctls. (Lighting) | Efficient uncompeted | Northwest, Great Basin, California, Rocky Mountains, Upper Midwest, Lower Midwest, Lakes/Mid-Atl., Texas, Southwest, Southeast, Northeast | Residential (New), Residential (Existing) | Lighting | 999 | 0 | 0 | 0 | 162.5879 | 161.6378 | 161.49 | 161.7695 | 162.1863 | 112.7429 | 112.3772 | 112.4659 | 112.2595 | 112.5137 | 112.8456 | 113.224 | 113.2992 | 113.0651 | 112.8046 | 110.7804 | 109.1843 | 108.1612 | 107.369 | 107.0669 | 107.0555 | 106.8515 | 106.8337 | 106.908 | 106.9751 | 107.2177
Prospective Residential Ctls. (Lighting) | Baseline competed | Northwest, Great Basin, California, Rocky Mountains, Upper Midwest, Lower Midwest, Lakes/Mid-Atl., Texas, Southwest, Southeast, Northeast | Residential (New), Residential (Existing) | Lighting | 999 | 0 | 0 | 0 | 84.1631 | 84.1761 | 84.2517 | 84.4564 | 84.7834 | 92.0276 | 92.3243 | 92.868 | 93.031 | 93.4131 | 93.7549 | 94.1088 | 94.1918 | 93.9992 | 93.7708 | 93.6447 | 92.9177 | 92.5117 | 92.1241 | 92.0479 | 92.1793 | 92.1296 | 92.2247 | 92.3794 | 92.5148 | 92.8056
Prospective Residential Ctls. (Lighting) | Efficient competed | Northwest, Great Basin, California, Rocky Mountains, Upper Midwest, Lower Midwest, Lakes/Mid-Atl., Texas, Southwest, Southeast, Northeast | Residential (New), Residential (Existing) | Lighting | 999 | 0 | 0 | 0 | 84.1631 | 84.1761 | 84.2517 | 84.4564 | 84.7834 | 64.4193 | 64.627 | 65.0076 | 65.1217 | 65.3892 | 65.6284 | 65.8762 | 65.9343 | 65.7994 | 65.6396 | 65.5513 | 65.0424 | 64.7582 | 64.4869 | 64.4335 | 64.5255 | 64.4907 | 64.5573 | 64.6656 | 64.7603 | 64.9639
Prospective Residential Dryer | Baseline uncompeted | Northwest, Great Basin, California, Rocky Mountains, Upper Midwest, Lower Midwest, Lakes/Mid-Atl., Texas, Southwest, Southeast, Northeast | Residential (New), Residential (Existing) | Other | 16.1819 | 5.3004 | 11.2405 | 740.2102 | 193.9268 | 196.9254 | 199.481 | 201.597 | 203.6124 | 205.6441 | 208.1955 | 211.3372 | 213.5798 | 216.4285 | 219.2388 | 222.1906 | 224.474 | 226.0792 | 227.556 | 229.4046 | 231.5558 | 234.3312 | 236.9527 | 239.723 | 242.6517 | 245.0614 | 247.7858 | 250.5805 | 253.1888 | 256.1425
Prospective Residential Dryer | Efficient uncompeted | Northwest, Great Basin, California, Rocky Mountains, Upper Midwest, Lower Midwest, Lakes/Mid-Atl., Texas, Southwest, Southeast, Northeast | Residential (New), Residential (Existing) | Other | 16.1819 | 5.3004 | 11.2405 | 740.2102 | 193.9268 | 196.9254 | 199.481 | 201.597 | 203.6124 | 102.822 | 104.0978 | 105.6686 | 106.7899 | 108.2142 | 109.6194 | 111.0953 | 112.237 | 113.0396 | 113.778 | 114.7023 | 115.7779 | 117.1656 | 118.4764 | 119.8615 | 121.3259 | 122.5307 | 123.8929 | 125.2903 | 126.5944 | 128.0713
Prospective Residential Dryer | Baseline competed | Northwest, Great Basin, California, Rocky Mountains, Upper Midwest, Lower Midwest, Lakes/Mid-Atl., Texas, Southwest, Southeast, Northeast | Residential (New), Residential (Existing) | Other | 16.1819 | 5.3004 | 11.2405 | 740.2102 | 0 | 0 | 0 | 0 | 0 | 0.000196 | 0.00020163 | 0.00020713 | 0.00022093 | 0.00023212 | 0.00023343 | 0.0002423 | 0.00025186 | 0.00026356 | 0.00027238 | 0.00028193 | 0.00029032 | 0.00029655 | 0.00030165 | 0.00030698 | 0.0003131 | 0.00031347 | 0.00031312 | 0.00031488 | 0.00031186 | 0.00030569
Prospective Residential Dryer | Efficient competed | Northwest, Great Basin, California, Rocky Mountains, Upper Midwest, Lower Midwest, Lakes/Mid-Atl., Texas, Southwest, Southeast, Northeast | Residential (New), Residential (Existing) | Other | 16.1819 | 5.3004 | 11.2405 | 740.2102 | 0 | 0 | 0 | 0 | 0 | 9.8e-05 | 0.00010081 | 0.00010356 | 0.00011047 | 0.00011606 | 0.00011671 | 0.00012115 | 0.00012593 | 0.00013178 | 0.00013619 | 0.00014096 | 0.00014516 | 0.00014828 | 0.00015082 | 0.00015349 | 0.00015655 | 0.00015674 | 0.00015656 | 0.00015744 | 0.00015593 | 0.00015285
Prospective Residential HPWH | Baseline uncompeted | Northwest, Great Basin, California, Rocky Mountains, Upper Midwest, Lower Midwest, Lakes/Mid-Atl., Texas, Southwest, Southeast, Northeast | Residential (New), Residential (Existing) | Water Heating | 19.1818 | 4.8383 | 8.9094 | 576.1377 | 489.3374 | 486.2223 | 482.5327 | 477.936 | 473.2793 | 468.8274 | 465.8344 | 464.4075 | 463.5802 | 464.6801 | 466.8746 | 469.3638 | 470.7096 | 470.8766 | 470.7505 | 471.4483 | 472.8175 | 475.5045 | 477.8674 | 480.4496 | 483.3038 | 485.1428 | 487.5651 | 490.163 | 492.459 | 495.4663
Prospective Residential HPWH | Efficient uncompeted | Northwest, Great Basin, California, Rocky Mountains, Upper Midwest, Lower Midwest, Lakes/Mid-Atl., Texas, Southwest, Southeast, Northeast | Residential (New), Residential (Existing) | Water Heating | 19.1818 | 4.8383 | 8.9094 | 576.1377 | 489.3374 | 486.2223 | 482.5327 | 477.936 | 473.2793 | 116.8926 | 116.1464 | 115.7906 | 115.5843 | 115.8586 | 116.4057 | 117.0264 | 117.3619 | 117.4035 | 117.3721 | 117.5461 | 117.8875 | 118.5574 | 119.1466 | 119.7904 | 120.502 | 120.9605 | 121.5645 | 122.2122 | 122.7847 | 123.5345
Prospective Residential HPWH | Baseline competed | Northwest, Great Basin, California, Rocky Mountains, Upper Midwest, Lower Midwest, Lakes/Mid-Atl., Texas, Southwest, Southeast, Northeast | Residential (New), Residential (Existing) | Water Heating | 19.1818 | 4.8383 | 8.9094 | 576.1377 | 0 | 0 | 0 | -2.9307e-13 | -2.9307e-13 | 0.00012303 | 0.00011863 | 0.0001148 | 2.843e-05 | 2.8222e-05 | 2.7966e-05 | 2.7808e-05 | 2.7611e-05 | 2.7371e-05 | 2.708e-05 | 2.6843e-05 | 2.6621e-05 | 2.6458e-05 | 2.6271e-05 | 2.6108e-05 | 2.5967e-05 | 2.574e-05 | 2.5543e-05 | 2.5369e-05 | 2.5169e-05 | 2.4982e-05
Prospective Residential HPWH | Efficient competed | Northwest, Great Basin, California, Rocky Mountains, Upper Midwest, Lower Midwest, Lakes/Mid-Atl., Texas, Southwest, Southeast, Northeast | Residential (New), Residential (Existing) | Water Heating | 19.1818 | 4.8383 | 8.9094 | 576.1377 | 0 | 0 | 0 | -2.9307e-13 | -2.9307e-13 | 3.0675e-05 | 2.9578e-05 | 2.8622e-05 | 7.0883e-06 | 7.0365e-06 | 6.9726e-06 | 6.9334e-06 | 6.8841e-06 | 6.8244e-06 | 6.7519e-06 | 6.6928e-06 | 6.6374e-06 | 6.5966e-06 | 6.5502e-06 | 6.5095e-06 | 6.4743e-06 | 6.4177e-06 | 6.3687e-06 | 6.3253e-06 | 6.2753e-06 | 6.2287e-06
Prospective Residential HPWH (FS) | Baseline uncompeted | Northwest, Great Basin, California, Rocky Mountains, Upper Midwest, Lower Midwest, Lakes/Mid-Atl., Texas, Southwest, Southeast, Northeast | Residential (New), Residential (Existing) | Water Heating | 67.7129 | 1.4762 | 1.7476 | 20.3442 | 319.1041 | 323.3614 | 327.4989 | 331.5634 | 334.9623 | 338.0166 | 340.4007 | 342.542 | 344.6365 | 346.5943 | 348.5379 | 350.5153 | 352.3675 | 353.9385 | 355.6168 | 357.2522 | 358.8093 | 360.427 | 362.269 | 364.3566 | 366.3509 | 367.5477 | 369.0878 | 371.0793 | 373.2463 | 375.287
Prospective Residential HPWH (FS) | Efficient uncompeted | Northwest, Great Basin, California, Rocky Mountains, Upper Midwest, Lower Midwest, Lakes/Mid-Atl., Texas, Southwest, Southeast, Northeast | Residential (New), Residential (Existing) | Water Heating | 67.7129 | 1.4762 | 1.7476 | 20.3442 | 319.1041 | 323.3614 | 327.4989 | 331.5634 | 334.9623 | 154.8434 | 155.8279 | 157.1614 | 158.0449 | 159.3185 | 160.302 | 161.2652 | 161.7814 | 161.8548 | 161.9242 | 162.2342 | 162.6859 | 163.5448 | 164.3283 | 165.305 | 166.3485 | 166.5962 | 167.1328 | 167.9146 | 168.618 | 169.3717
Prospective Residential HPWH (FS) | Baseline competed | Northwest, Great Basin, California, Rocky Mountains, Upper Midwest, Lower Midwest, Lakes/Mid-Atl., Texas, Southwest, Southeast, Northeast | Residential (New), Residential (Existing) | Water Heating | 67.7129 | 1.4762 | 1.7476 | 20.3442 | 2.9307e-13 | 0 | 0 | 0 | 0 | 14.6172 | 13.9282 | 13.121 | 6.9055 | 6.7763 | 6.8082 | 6.6238 | 6.5223 | 6.4957 | 6.1432 | 6.0378 | 5.958 | 5.7639 | 5.5102 | 5.2457 | 5.2049 | 5.779 | 5.6656 | 5.4672 | 5.4728 | 5.5572
Prospective Residential HPWH (FS) | Efficient competed | Northwest, Great Basin, California, Rocky Mountains, Upper Midwest, Lower Midwest, Lakes/Mid-Atl., Texas, Southwest, Southeast, Northeast | Residential (New), Residential (Existing) | Water Heating | 67.7129 | 1.4762 | 1.7476 | 20.3442 | 2.9307e-13 | 0 | 0 | 0 | 0 | 6.696 | 6.376 | 6.02 | 3.1667 | 3.1148 | 3.1313 | 3.0475 | 2.9946 | 2.9705 | 2.7972 | 2.7418 | 2.7014 | 2.6154 | 2.4995 | 2.3799 | 2.3634 | 2.6194 | 2.5655 | 2.4739 | 2.4724 | 2.508
Prospective Residential Refrigeration | Baseline uncompeted | Northwest, Great Basin, California, Rocky Mountains, Upper Midwest, Lower Midwest, Lakes/Mid-Atl., Texas, Southwest, Southeast, Northeast | Residential (New), Residential (Existing) | Refrigeration | 20.7947 | 4.5262 | 9.2546 | 627.9344 | 238.0972 | 235.9648 | 233.8691 | 231.7946 | 230.1713 | 229.1813 | 229.2852 | 230.316 | 230.9512 | 232.4731 | 233.8368 | 235.4269 | 236.6904 | 237.7354 | 238.9083 | 240.7066 | 242.9957 | 246.0369 | 248.7773 | 251.6005 | 254.5451 | 256.7647 | 259.1285 | 261.4829 | 263.5136 | 265.638
Prospective Residential Refrigeration | Efficient uncompeted | Northwest, Great Basin, California, Rocky Mountains, Upper Midwest, Lower Midwest, Lakes/Mid-Atl., Texas, Southwest, Southeast, Northeast | Residential (New), Residential (Existing) | Refrigeration | 20.7947 | 4.5262 | 9.2546 | 627.9344 | 238.0972 | 235.9648 | 233.8691 | 231.7946 | 230.1713 | 121.4661 | 121.5212 | 122.0675 | 122.4041 | 123.2107 | 123.9335 | 124.7763 | 125.4459 | 125.9998 | 126.6214 | 127.5745 | 128.7877 | 130.3995 | 131.852 | 133.3483 | 134.9089 | 136.0853 | 137.3381 | 138.5859 | 139.6622 | 140.7881
Prospective Residential Refrigeration | Baseline competed | Northwest, Great Basin, California, Rocky Mountains, Upper Midwest, Lower Midwest, Lakes/Mid-Atl., Texas, Southwest, Southeast, Northeast | Residential (New), Residential (Existing) | Refrigeration | 20.7947 | 4.5262 | 9.2546 | 627.9344 | 0 | 0 | 0 | 0 | 0 | 7.8486 | 7.8058 | 7.8319 | 8.0731 | 8.3319 | 8.351 | 8.5372 | 8.7793 | 9.1377 | 9.4695 | 9.8656 | 10.2937 | 10.7137 | 11.1124 | 11.4887 | 11.891 | 12.1205 | 12.259 | 12.4744 | 12.4811 | 12.3762
Prospective Residential Refrigeration | Efficient competed | Northwest, Great Basin, California, Rocky Mountains, Upper Midwest, Lower Midwest, Lakes/Mid-Atl., Texas, Southwest, Southeast, Northeast | Residential (New), Residential (Existing) | Refrigeration | 20.7947 | 4.5262 | 9.2546 | 627.9344 | 0 | 0 | 0 | 0 | 0 | 4.1598 | 4.1371 | 4.1509 | 4.2788 | 4.4159 | 4.426 | 4.5247 | 4.653 | 4.843 | 5.0188 | 5.2288 | 5.4557 | 5.6783 | 5.8896 | 6.089 | 6.3022 | 6.4239 | 6.4973 | 6.6114 | 6.615 | 6.5594
Ref. Case Clothes Washer | Baseline uncompeted | Northwest, Great Basin, California, Rocky Mountains, Upper Midwest, Lower Midwest, Lakes/Mid-Atl., Texas, Southwest, Southeast, Northeast | Residential (New), Residential (Existing) | Other | 999 | 0 | 999 | 999 | 31.4364 | 31.5219 | 31.5843 | 31.6262 | 31.7048 | 31.8576 | 32.1291 | 32.4989 | 32.7788 | 33.1493 | 33.4588 | 33.7613 | 33.9795 | 34.1283 | 34.261 | 34.449 | 34.6729 | 34.9721 | 35.2302 | 35.5031 | 35.7972 | 35.9951 | 36.22 | 36.4508 | 36.6446 | 36.8601
Ref. Case Clothes Washer | Efficient uncompeted | Northwest, Great Basin, California, Rocky Mountains, Upper Midwest, Lower Midwest, Lakes/Mid-Atl., Texas, Southwest, Southeast, Northeast | Residential (New), Residential (Existing) | Other | 999 | 0 | 999 | 999 | 31.4364 | 31.5219 | 31.5843 | 31.6262 | 31.7048 | 31.8576 | 32.1291 | 32.4989 | 32.7788 | 33.1493 | 33.4588 | 33.7613 | 33.9795 | 34.1283 | 34.261 | 34.449 | 34.6729 | 34.9721 | 35.2302 | 35.5031 | 35.7972 | 35.9951 | 36.22 | 36.4508 | 36.6446 | 36.8601
Ref. Case Clothes Washer | Baseline competed | Northwest, Great Basin, California, Rocky Mountains, Upper Midwest, Lower Midwest, Lakes/Mid-Atl., Texas, Southwest, Southeast, Northeast | Residential (New), Residential (Existing) | Other | 999 | 0 | 999 | 999 | 31.4326 | 31.5182 | 31.5805 | 31.6224 | 31.701 | 31.8547 | 32.1262 | 32.496 | 32.7758 | 33.1463 | 33.4558 | 33.7583 | 33.9765 | 34.1252 | 34.258 | 34.446 | 34.6698 | 34.969 | 35.2271 | 35.5 | 35.7942 | 35.992 | 36.2169 | 36.4477 | 36.6415 | 36.857
Ref. Case Clothes Washer | Efficient competed | Northwest, Great Basin, California, Rocky Mountains, Upper Midwest, Lower Midwest, Lakes/Mid-Atl., Texas, Southwest, Southeast, Northeast | Residential (New), Residential (Existing) | Other | 999 | 0 | 999 | 999 | 31.4326 | 31.5182 | 31.5805 | 31.6224 | 31.701 | 31.8547 | 32.1262 | 32.496 | 32.7758 | 33.1463 | 33.4558 | 33.7583 | 33.9765 | 34.1252 | 34.258 | 34.446 | 34.6698 | 34.969 | 35.2271 | 35.5 | 35.7942 | 35.992 | 36.2169 | 36.4477 | 36.6415 | 36.857
Ref. Case Com. Chillers | Baseline uncompeted | Northwest, Great Basin, California, Rocky Mountains, Upper Midwest, Lower Midwest, Lakes/Mid-Atl., Texas, Southwest, Southeast, Northeast | Commercial (New), Commercial (Existing) | Cooling (Equip.), Ventilation | 999 | 0 | 999 | 999 | 243.2308 | 244.7551 | 245.8885 | 246.9206 | 248.2169 | 249.5198 | 251.9538 | 255.2301 | 257.1264 | 259.5459 | 261.6803 | 263.8038 | 265.2442 | 265.9267 | 266.4918 | 267.2147 | 268.4685 | 270.5411 | 272.4837 | 274.7807 | 277.5003 | 279.9988 | 283.0977 | 286.4213 | 289.6365 | 293.4316
Ref. Case Com. Chillers | Efficient uncompeted | Northwest, Great Basin, California, Rocky Mountains, Upper Midwest, Lower Midwest, Lakes/Mid-Atl., Texas, Southwest, Southeast, Northeast | Commercial (New), Commercial (Existing) | Cooling (Equip.), Ventilation | 999 | 0 | 999 | 999 | 243.2308 | 244.7551 | 245.8885 | 246.9206 | 248.2169 | 249.5198 | 251.9538 | 255.2301 | 257.1264 | 259.5459 | 261.6803 | 263.8038 | 265.2442 | 265.9267 | 266.4918 | 267.2147 | 268.4685 | 270.5411 | 272.4837 | 274.7807 | 277.5003 | 279.9988 | 283.0977 | 286.4213 | 289.6365 | 293.4316
Ref. Case Com. Chillers | Baseline competed | Northwest, Great Basin, California, Rocky Mountains, Upper Midwest, Lower Midwest, Lakes/Mid-Atl., Texas, Southwest, Southeast, Northeast | Commercial (New), Commercial (Existing) | Cooling (Equip.), Ventilation | 999 | 0 | 999 | 999 | 242.3611 | 243.8771 | 245.0034 | 246.0289 | 247.3174 | 177.1588 | 178.6245 | 180.687 | 181.7836 | 183.2564 | 184.297 | 185.8097 | 186.608 | 186.8789 | 187.0739 | 235.5263 | 236.5632 | 238.5127 | 240.1538 | 242.1077 | 244.2599 | 246.3953 | 249.0592 | 251.921 | 254.6886 | 257.9663
Ref. Case Com. Chillers | Efficient competed | Northwest, Great Basin, California, Rocky Mountains, Upper Midwest, Lower Midwest, Lakes/Mid-Atl., Texas, Southwest, Southeast, Northeast | Commercial (New), Commercial (Existing) | Cooling (Equip.), Ventilation | 999 | 0 | 999 | 999 | 242.3611 | 243.8771 | 245.0034 | 246.0289 | 247.3174 | 177.1588 | 178.6245 | 180.687 | 181.7836 | 183.2564 | 184.297 | 185.8097 | 186.608 | 186.8789 | 187.0739 | 235.5263 | 236.5632 | 238.5127 | 240.1538 | 242.1077 | 244.2599 | 246.3953 | 249.0592 | 251.921 | 254.6886 | 257.9663
Ref. Case Com. Plug Loads | Baseline uncompeted | Northwest, Great Basin, California, Rocky Mountains, Upper Midwest, Lower Midwest, Lakes/Mid-Atl., Texas, Southwest, Southeast, Northeast | Commercial (New), Commercial (Existing) | Computers and Electronics | 999 | 0 | 999 | 999 | 506.6783 | 509.8095 | 512.2829 | 515.5644 | 519.9649 | 526.1923 | 534.5555 | 544.9966 | 553.4823 | 563.3569 | 572.2321 | 581.2918 | 588.2681 | 594.5612 | 599.9381 | 606.1156 | 612.6407 | 620.5541 | 628.0372 | 635.2796 | 643.0167 | 649.4536 | 655.7258 | 662.2048 | 667.7251 | 673.1082
Ref. Case Com. Plug Loads | Efficient uncompeted | Northwest, Great Basin, California, Rocky Mountains, Upper Midwest, Lower Midwest, Lakes/Mid-Atl., Texas, Southwest, Southeast, Northeast | Commercial (New), Commercial (Existing) | Computers and Electronics | 999 | 0 | 999 | 999 | 506.6783 | 509.8095 | 512.2829 | 515.5644 | 519.9649 | 526.1923 | 534.5555 | 544.9966 | 553.4823 | 563.3569 | 572.2321 | 581.2918 | 588.2681 | 594.5612 | 599.9381 | 606.1156 | 612.6407 | 620.5541 | 628.0372 | 635.2796 | 643.0167 | 649.4536 | 655.7258 | 662.2048 | 667.7251 | 673.1082
Ref. Case Com. Plug Loads | Baseline competed | Northwest, Great Basin, California, Rocky Mountains, Upper Midwest, Lower Midwest, Lakes/Mid-Atl., Texas, Southwest, Southeast, Northeast | Commercial (New), Commercial (Existing) | Computers and Electronics | 999 | 0 | 999 | 999 | 504.6516 | 507.7702 | 510.2338 | 513.5021 | 517.885 | 524.0875 | 532.4173 | 542.8166 | 551.2683 | 561.1035 | 569.9432 | 578.9666 | 585.915 | 592.183 | 597.5383 | 603.6912 | 610.1901 | 618.0719 | 625.5251 | 632.7385 | 640.4446 | 646.8557 | 653.1029 | 659.556 | 665.0542 | 670.4158
Ref. Case Com. Plug Loads | Efficient competed | Northwest, Great Basin, California, Rocky Mountains, Upper Midwest, Lower Midwest, Lakes/Mid-Atl., Texas, Southwest, Southeast, Northeast | Commercial (New), Commercial (Existing) | Computers and Electronics | 999 | 0 | 999 | 999 | 504.6516 | 507.7702 | 510.2338 | 513.5021 | 517.885 | 524.0875 | 532.4173 | 542.8166 | 551.2683 | 561.1035 | 569.9432 | 578.9666 | 585.915 | 592.183 | 597.5383 | 603.6912 | 610.1901 | 618.0719 | 625.5251 | 632.7385 | 640.4446 | 646.8557 | 653.1029 | 659.556 | 665.0542 | 670.4158
Ref. Case Com. Refrigeration | Baseline uncompeted | Northwest, Great Basin, California, Rocky Mountains, Upper Midwest, Lower Midwest, Lakes/Mid-Atl., Texas, Southwest, Southeast, Northeast | Commercial (New), Commercial (Existing) | Refrigeration | 999 | 0 | 999 | 999 | 450.5335 | 450.8172 | 450.2238 | 449.4121 | 449.2965 | 449.2049 | 451.4279 | 454.897 | 456.5846 | 459.2119 | 460.9554 | 462.3906 | 462.4389 | 461.203 | 459.6422 | 458.7392 | 458.8497 | 460.0962 | 460.8904 | 461.9529 | 463.3542 | 463.646 | 464.4589 | 465.4279 | 466.0884 | 467.1916
Ref. Case Com. Refrigeration | Efficient uncompeted | Northwest, Great Basin, California, Rocky Mountains, Upper Midwest, Lower Midwest, Lakes/Mid-Atl., Texas, Southwest, Southeast, Northeast | Commercial (New), Commercial (Existing) | Refrigeration | 999 | 0 | 999 | 999 | 450.5335 | 450.8172 | 450.2238 | 449.4121 | 449.2965 | 449.2049 | 451.4279 | 454.897 | 456.5846 | 459.2119 | 460.9554 | 462.3906 | 462.4389 | 461.203 | 459.6422 | 458.7392 | 458.8497 | 460.0962 | 460.8904 | 461.9529 | 463.3542 | 463.646 | 464.4589 | 465.4279 | 466.0884 | 467.1916
Ref. Case Com. Refrigeration | Baseline competed | Northwest, Great Basin, California, Rocky Mountains, Upper Midwest, Lower Midwest, Lakes/Mid-Atl., Texas, Southwest, Southeast, Northeast | Commercial (New), Commercial (Existing) | Refrigeration | 999 | 0 | 999 | 999 | 450.5335 | 450.8172 | 450.2238 | 449.4121 | 449.2965 | 449.2049 | 451.4279 | 454.897 | 456.5846 | 459.2119 | 460.9554 | 462.3906 | 462.4389 | 461.203 | 459.6422 | 458.7392 | 458.8497 | 460.0962 | 460.8904 | 461.9529 | 463.3542 | 463.646 | 464.4589 | 465.4279 | 466.0884 | 467.1916
Ref. Case Com. Refrigeration | Efficient competed | Northwest, Great Basin, California, Rocky Mountains, Upper Midwest, Lower Midwest, Lakes/Mid-Atl., Texas, Southwest, Southeast, Northeast | Commercial (New), Commercial (Existing) | Refrigeration | 999 | 0 | 999 | 999 | 450.5335 | 450.8172 | 450.2238 | 449.4121 | 449.2965 | 449.2049 | 451.4279 | 454.897 | 456.5846 | 459.2119 | 460.9554 | 462.3906 | 462.4389 | 461.203 | 459.6422 | 458.7392 | 458.8497 | 460.0962 | 460.8904 | 461.9529 | 463.3542 | 463.646 | 464.4589 | 465.4279 | 466.0884 | 467.1916
Ref. Case LED Bulbs | Baseline uncompeted | Northwest, Great Basin, California, Rocky Mountains, Upper Midwest, Lower Midwest, Lakes/Mid-Atl., Texas, Southwest, Southeast, Northeast | Residential (New), Residential (Existing) | Lighting | -3.5058 | 0 | 999 | 999 | 80.6537 | 79.6656 | 79.4354 | 79.5154 | 79.6114 | 78.3621 | 77.513 | 77.1252 | 76.69 | 76.7365 | 76.9411 | 77.1983 | 77.2659 | 77.1418 | 77.0184 | 74.7675 | 73.0222 | 71.8649 | 71.0809 | 70.753 | 70.6679 | 70.4751 | 70.4241 | 70.4538 | 70.4972 | 70.6518
Ref. Case LED Bulbs | Efficient uncompeted | Northwest, Great Basin, California, Rocky Mountains, Upper Midwest, Lower Midwest, Lakes/Mid-Atl., Texas, Southwest, Southeast, Northeast | Residential (New), Residential (Existing) | Lighting | -3.5058 | 0 | 999 | 999 | 81.684 | 81.2558 | 81.4535 | 81.8873 | 82.3231 | 81.065 | 80.5113 | 80.427 | 80.2846 | 80.5956 | 81.023 | 81.493 | 81.7541 | 81.8052 | 81.8523 | 78.9876 | 77.334 | 76.2925 | 75.6401 | 75.468 | 75.5514 | 75.5166 | 75.6309 | 75.8297 | 76.041 | 76.3709
Ref. Case LED Bulbs | Baseline competed | Northwest, Great Basin, California, Rocky Mountains, Upper Midwest, Lower Midwest, Lakes/Mid-Atl., Texas, Southwest, Southeast, Northeast | Residential (New), Residential (Existing) | Lighting | -3.5058 | 0 | 999 | 999 | 33.3896 | 32.4336 | 32.1681 | 32.238 | 32.2869 | 29.1667 | 28.8735 | 28.7359 | 28.5381 | 28.5194 | 28.5916 | 28.6641 | 28.6627 | 28.5817 | 28.5087 | 27.6735 | 27.1025 | 26.7277 | 26.4631 | 26.3458 | 26.3055 | 26.2314 | 26.212 | 26.212 | 26.2256 | 26.2848
Ref. Case LED Bulbs | Efficient competed | Northwest, Great Basin, California, Rocky Mountains, Upper Midwest, Lower Midwest, Lakes/Mid-Atl., Texas, Southwest, Southeast, Northeast | Residential (New), Residential (Existing) | Lighting | -3.5058 | 0 | 999 | 999 | 33.8056 | 33.0763 | 32.9843 | 33.1991 | 33.3863 | 30.0692 | 29.8922 | 29.8726 | 29.7867 | 29.868 | 30.0255 | 30.1781 | 30.2497 | 30.2342 | 30.2254 | 29.1521 | 28.6252 | 28.3015 | 28.0916 | 28.0359 | 28.0608 | 28.0485 | 28.0937 | 28.1587 | 28.2376 | 28.3651
Ref. Case Res. Dishwasher | Baseline uncompeted | Northwest, Great Basin, California, Rocky Mountains, Upper Midwest, Lower Midwest, Lakes/Mid-Atl., Texas, Southwest, Southeast, Northeast | Residential (New), Residential (Existing) | Other | 999 | 0 | 999 | 999 | 23.6209 | 23.8214 | 23.9912 | 24.17 | 24.4018 | 24.7033 | 25.1244 | 25.6522 | 26.1421 | 26.7393 | 27.2866 | 27.8274 | 28.2981 | 28.7094 | 29.1054 | 29.5465 | 30.0173 | 30.5535 | 31.054 | 31.5676 | 32.1002 | 32.5459 | 33.0147 | 33.488 | 33.9259 | 34.382
Ref. Case Res. Dishwasher | Efficient uncompeted | Northwest, Great Basin, California, Rocky Mountains, Upper Midwest, Lower Midwest, Lakes/Mid-Atl., Texas, Southwest, Southeast, Northeast | Residential (New), Residential (Existing) | Other | 999 | 0 | 999 | 999 | 23.6209 | 23.8214 | 23.9912 | 24.17 | 24.4018 | 24.7033 | 25.1244 | 25.6522 | 26.1421 | 26.7393 | 27.2866 | 27.8274 | 28.2981 | 28.7094 | 29.1054 | 29.5465 | 30.0173 | 30.5535 | 31.054 | 31.5676 | 32.1002 | 32.5459 | 33.0147 | 33.488 | 33.9259 | 34.382
Ref. Case Res. Dishwasher | Baseline competed | Northwest, Great Basin, California, Rocky Mountains, Upper Midwest, Lower Midwest, Lakes/Mid-Atl., Texas, Southwest, Southeast, Northeast | Residential (New), Residential (Existing) | Other | 999 | 0 | 999 | 999 | 23.6207 | 23.8213 | 23.9911 | 24.1699 | 24.4016 | 24.7032 | 25.1243 | 25.6521 | 26.142 | 26.7392 | 27.2865 | 27.8273 | 28.298 | 28.7093 | 29.1053 | 29.5464 | 30.0173 | 30.5534 | 31.0539 | 31.5675 | 32.1001 | 32.5458 | 33.0147 | 33.4879 | 33.9258 | 34.3819
Ref. Case Res. Dishwasher | Efficient competed | Northwest, Great Basin, California, Rocky Mountains, Upper Midwest, Lower Midwest, Lakes/Mid-Atl., Texas, Southwest, Southeast, Northeast | Residential (New), Residential (Existing) | Other | 999 | 0 | 999 | 999 | 23.6207 | 23.8213 | 23.9911 | 24.1699 | 24.4016 | 24.7032 | 25.1243 | 25.6521 | 26.142 | 26.7392 | 27.2865 | 27.8273 | 28.298 | 28.7093 | 29.1053 | 29.5464 | 30.0173 | 30.5534 | 31.0539 | 31.5675 | 32.1001 | 32.5458 | 33.0147 | 33.4879 | 33.9258 | 34.3819
Ref. Case Res. Oil WH | Baseline uncompeted | Northwest, Great Basin, California, Rocky Mountains, Upper Midwest, Lower Midwest, Lakes/Mid-Atl., Texas, Southwest, Southeast, Northeast | Residential (New), Residential (Existing) | Water Heating | -21.4148 | 999 | 647.8166 | 8737.747 | 10.6782 | 10.3842 | 10.1289 | 9.9159 | 9.7463 | 9.6269 | 9.4876 | 9.3406 | 9.1871 | 9.0336 | 8.8747 | 8.7184 | 8.5617 | 8.408 | 8.2583 | 8.1137 | 7.9725 | 7.8393 | 7.7114 | 7.5926 | 7.4795 | 7.3681 | 7.2619 | 7.1613 | 7.063 | 6.9683
Ref. Case Res. Oil WH | Efficient uncompeted | Northwest, Great Basin, California, Rocky Mountains, Upper Midwest, Lower Midwest, Lakes/Mid-Atl., Texas, Southwest, Southeast, Northeast | Residential (New), Residential (Existing) | Water Heating | -21.4148 | 999 | 647.8166 | 8737.747 | 10.5113 | 10.2219 | 9.9707 | 9.761 | 9.594 | 9.4765 | 9.3394 | 9.1947 | 9.0435 | 8.8925 | 8.736 | 8.5821 | 8.4279 | 8.2766 | 8.1292 | 7.9869 | 7.8479 | 7.7168 | 7.5909 | 7.474 | 7.3627 | 7.253 | 7.1484 | 7.0494 | 6.9526 | 6.8594
Ref. Case Res. Oil WH | Baseline competed | Northwest, Great Basin, California, Rocky Mountains, Upper Midwest, Lower Midwest, Lakes/Mid-Atl., Texas, Southwest, Southeast, Northeast | Residential (New), Residential (Existing) | Water Heating | -21.4148 | 999 | 647.8166 | 8737.747 | 0 | 0 | 0 | 0 | 0 | 0 | 0 | 0 | 0 | 0 | 0 | 0 | 0 | 0 | 0 | 0 | 0 | 0 | 0 | 0 | 0 | 0 | 0 | 0 | 0 | 0
Ref. Case Res. Oil WH | Efficient competed | Northwest, Great Basin, California, Rocky Mountains, Upper Midwest, Lower Midwest, Lakes/Mid-Atl., Texas, Southwest, Southeast, Northeast | Residential (New), Residential (Existing) | Water Heating | -21.4148 | 999 | 647.8166 | 8737.747 | 0 | 0 | 0 | 0 | 0 | 0 | 0 | 0 | 0 | 0 | 0 | 0 | 0 | 0 | 0 | 0 | 0 | 0 | 0 | 0 | 0 | 0 | 0 | 0 | 0 | 0
Ref. Case Res. Pool Pump | Baseline uncompeted | Northwest, Great Basin, California, Rocky Mountains, Upper Midwest, Lower Midwest, Lakes/Mid-Atl., Texas, Southwest, Southeast, Northeast | Residential (New), Residential (Existing) | Other | 999 | 0 | 999 | 999 | 71.3696 | 71.98 | 72.6315 | 73.2884 | 74.0833 | 75.0728 | 76.4297 | 78.1869 | 79.7682 | 81.6985 | 83.8038 | 86.1097 | 88.3484 | 90.4557 | 92.6776 | 95.189 | 97.9419 | 101.0212 | 104.0751 | 107.1984 | 110.4223 | 113.4404 | 116.6292 | 119.8529 | 123.0187 | 126.3711
Ref. Case Res. Pool Pump | Efficient uncompeted | Northwest, Great Basin, California, Rocky Mountains, Upper Midwest, Lower Midwest, Lakes/Mid-Atl., Texas, Southwest, Southeast, Northeast | Residential (New), Residential (Existing) | Other | 999 | 0 | 999 | 999 | 71.3696 | 71.98 | 72.6315 | 73.2884 | 74.0833 | 75.0728 | 76.4297 | 78.1869 | 79.7682 | 81.6985 | 83.8038 | 86.1097 | 88.3484 | 90.4557 | 92.6776 | 95.189 | 97.9419 | 101.0212 | 104.0751 | 107.1984 | 110.4223 | 113.4404 | 116.6292 | 119.8529 | 123.0187 | 126.3711
Ref. Case Res. Pool Pump | Baseline competed | Northwest, Great Basin, California, Rocky Mountains, Upper Midwest, Lower Midwest, Lakes/Mid-Atl., Texas, Southwest, Southeast, Northeast | Residential (New), Residential (Existing) | Other | 999 | 0 | 999 | 999 | 2.4137 | 3.3296 | 4.4929 | 5.8651 | 7.1027 | 1.7316 | 1.8186 | 1.911 | 1.8511 | 1.8212 | 1.5218 | 1.5148 | 1.4932 | 1.4514 | 1.4374 | 1.4014 | 1.3987 | 1.4071 | 1.4169 | 1.4324 | 1.3722 | 1.3979 | 1.4285 | 1.4577 | 1.4943 | 1.5122
Ref. Case Res. Pool Pump | Efficient competed | Northwest, Great Basin, California, Rocky Mountains, Upper Midwest, Lower Midwest, Lakes/Mid-Atl., Texas, Southwest, Southeast, Northeast | Residential (New), Residential (Existing) | Other | 999 | 0 | 999 | 999 | 2.4137 | 3.3296 | 4.4929 | 5.8651 | 7.1027 | 1.7316 | 1.8186 | 1.911 | 1.8511 | 1.8212 | 1.5218 | 1.5148 | 1.4932 | 1.4514 | 1.4374 | 1.4014 | 1.3987 | 1.4071 | 1.4169 | 1.4324 | 1.3722 | 1.3979 | 1.4285 | 1.4577 | 1.4943 | 1.5122
Res. Cooking (FS) | Baseline uncompeted | Northwest, Great Basin, California, Rocky Mountains, Upper Midwest, Lower Midwest, Lakes/Mid-Atl., Texas, Southwest, Southeast, Northeast | Residential (New), Residential (Existing) | Cooking | -9.3568 | 46.09 | 39.4385 | 446.2676 | 30.3573 | 30.4275 | 30.4975 | 30.5766 | 30.6779 | 30.799 | 30.9449 | 31.1195 | 31.3231 | 31.5394 | 31.7718 | 32.0195 | 32.2794 | 32.5455 | 32.8177 | 33.0992 | 33.389 | 33.6846 | 33.9875 | 34.2973 | 34.6124 | 34.9293 | 35.2473 | 35.5627 | 35.8727 | 36.1753
Res. Cooking (FS) | Efficient uncompeted | Northwest, Great Basin, California, Rocky Mountains, Upper Midwest, Lower Midwest, Lakes/Mid-Atl., Texas, Southwest, Southeast, Northeast | Residential (New), Residential (Existing) | Cooking | -9.3568 | 46.09 | 39.4385 | 446.2676 | 15.2941 | 15.2362 | 15.1679 | 15.0919 | 15.0441 | 15.036 | 15.0968 | 15.2162 | 15.3082 | 15.4504 | 15.573 | 15.6996 | 15.7942 | 15.861 | 15.925 | 16.0187 | 16.1336 | 16.2889 | 16.4302 | 16.5829 | 16.7492 | 16.8726 | 17.0098 | 17.1497 | 17.2708 | 17.3992
Res. Cooking (FS) | Baseline competed | Northwest, Great Basin, California, Rocky Mountains, Upper Midwest, Lower Midwest, Lakes/Mid-Atl., Texas, Southwest, Southeast, Northeast | Residential (New), Residential (Existing) | Cooking | -9.3568 | 46.09 | 39.4385 | 446.2676 | 30.3573 | 30.4275 | 30.4975 | 30.5766 | 30.6779 | 30.799 | 30.9449 | 31.1195 | 31.3231 | 31.5394 | 31.7718 | 32.0195 | 32.2794 | 32.5455 | 32.8177 | 33.0992 | 33.389 | 33.6846 | 33.9875 | 34.2973 | 34.6124 | 34.9293 | 35.2473 | 35.5627 | 35.8727 | 36.1753
Res. Cooking (FS) | Efficient competed | Northwest, Great Basin, California, Rocky Mountains, Upper Midwest, Lower Midwest, Lakes/Mid-Atl., Texas, Southwest, Southeast, Northeast | Residential (New), Residential (Existing) | Cooking | -9.3568 | 46.09 | 39.4385 | 446.2676 | 15.2941 | 15.2362 | 15.1679 | 15.0919 | 15.0441 | 15.036 | 15.0968 | 15.2162 | 15.3082 | 15.4504 | 15.573 | 15.6996 | 15.7942 | 15.861 | 15.925 | 16.0187 | 16.1336 | 16.2889 | 16.4302 | 16.5829 | 16.7492 | 16.8726 | 17.0098 | 17.1497 | 17.2708 | 17.3992

## Total CO2
ECM Name | Results Scenario | Climate Zones | Building Classes | End Uses | IRR (%),2050 | Payback (years),2050 | CCE ($/MMBtu saved),2050 | CCC ($/tCO2 avoided),2050 | 2025 (Mt) | 2026 (Mt) | 2027 (Mt) | 2028 (Mt) | 2029 (Mt) | 2030 (Mt) | 2031 (Mt) | 2032 (Mt) | 2033 (Mt) | 2034 (Mt) | 2035 (Mt) | 2036 (Mt) | 2037 (Mt) | 2038 (Mt) | 2039 (Mt) | 2040 (Mt) | 2041 (Mt) | 2042 (Mt) | 2043 (Mt) | 2044 (Mt) | 2045 (Mt) | 2046 (Mt) | 2047 (Mt) | 2048 (Mt) | 2049 (Mt) | 2050 (Mt)
All ECMs | Baseline competed | [7 empty] | 886.4798 | 837.6283 | 788.5006 | 749.8138 | 723.0834 | 721.8674 | 709.7046 | 700.8665 | 697.8963 | 690.6777 | 687.1917 | 684.263 | 681.738 | 679.9148 | 677.8199 | 675.9269 | 676.8484 | 677.1836 | 675.8603 | 669.8923 | 668.0453 | 663.6236 | 661.0647 | 658.8445 | 659.0167 | 657.0267
All ECMs | Efficient competed | [7 empty] | 514.4401 | 477.4599 | 439.987 | 411.0816 | 391.5962 | 326.5476 | 319.728 | 315.2283 | 312.1916 | 308.9039 | 306.8425 | 305.4961 | 305.1549 | 305.0964 | 305.5363 | 263.0675 | 266.2757 | 269.0685 | 271.0568 | 270.3722 | 270.8439 | 264.6882 | 266.3311 | 267.3794 | 271.2519 | 272.6653
All ECMs | Baseline competed - efficient competed | All | All | All |  |  |  |  | 372.0397 | 360.1683 | 348.5137 | 338.7321 | 331.4872 | 395.3198 | 389.9765 | 385.6382 | 385.7047 | 381.7737 | 380.3492 | 378.767 | 376.5831 | 374.8184 | 372.2835 | 412.8594 | 410.5727 | 408.1151 | 404.8034 | 399.5201 | 397.2014 | 398.9354 | 394.7336 | 391.4651 | 387.7648 | 384.3614
All ECMs | Baseline competed - efficient competed | Northwest | All | All |  |  |  |  | 11.9649 | 11.6286 | 11.5249 | 11.4965 | 11.3958 | 13.0188 | 12.9549 | 12.9005 | 13.3292 | 13.2327 | 13.1849 | 13.1337 | 13.0591 | 12.9637 | 12.8725 | 14.6029 | 14.5812 | 14.4777 | 14.4037 | 14.2977 | 14.2492 | 14.1932 | 14.0298 | 13.9755 | 13.8493 | 13.7972
All ECMs | Baseline competed - efficient competed | Great Basin | All | All |  |  |  |  | 9.396 | 9.2932 | 9.188 | 9.0294 | 8.6622 | 10.3558 | 10.1394 | 10.1353 | 10.1593 | 10.2546 | 10.3472 | 10.2886 | 10.0648 | 9.6232 | 9.5378 | 10.7493 | 10.7531 | 10.7611 | 10.7451 | 10.7444 | 10.7307 | 10.8591 | 10.8574 | 10.8516 | 10.785 | 10.7722
All ECMs | Baseline competed - efficient competed | California | All | All |  |  |  |  | 20.497 | 20.56 | 20.5271 | 20.5341 | 20.5202 | 25.0525 | 24.8519 | 24.5585 | 25.0946 | 24.9661 | 24.8817 | 24.8104 | 24.7236 | 24.7031 | 24.5342 | 27.8085 | 27.6514 | 27.5115 | 27.2302 | 27.0266 | 26.8924 | 26.7323 | 26.3532 | 26.0806 | 25.8955 | 25.9985
All ECMs | Baseline competed - efficient competed | Rocky Mountains | All | All |  |  |  |  | 8.4849 | 8.194 | 7.7035 | 7.198 | 7.1458 | 7.7948 | 7.7991 | 7.8214 | 8.1468 | 8.1368 | 8.1416 | 8.1397 | 8.1244 | 8.2351 | 8.2025 | 9.4913 | 9.4771 | 9.4591 | 9.4335 | 9.3993 | 9.3902 | 9.526 | 9.5001 | 9.4786 | 9.4192 | 9.3539
All ECMs | Baseline competed - efficient competed | Upper Midwest | All | All |  |  |  |  | 48.6915 | 46.9175 | 45.2968 | 43.4758 | 41.9386 | 45.4464 | 45.2369 | 44.8505 | 45.3516 | 45.0233 | 44.9266 | 44.9099 | 44.8883 | 43.8719 | 43.3683 | 49.4089 | 49.1204 | 48.8542 | 48.3294 | 47.974 | 47.3665 | 47.5098 | 47.0942 | 46.6361 | 46.0076 | 45.0733
All ECMs | Baseline competed - efficient competed | Lower Midwest | All | All |  |  |  |  | 17.0161 | 16.2394 | 15.539 | 14.7604 | 14.323 | 16.8215 | 16.3661 | 16.2787 | 16.3844 | 16.2582 | 16.2929 | 16.4615 | 16.6073 | 16.7144 | 16.5211 | 18.3064 | 18.2332 | 18.1713 | 18.0154 | 17.9824 | 18.0094 | 18.1075 | 17.8926 | 17.8463 | 17.7319 | 17.8441
All ECMs | Baseline competed - efficient competed | Lakes/Mid-Atl. | All | All |  |  |  |  | 104.0908 | 102.7818 | 101.4162 | 99.8736 | 97.9964 | 109.0587 | 107.6261 | 106.6519 | 106.0342 | 104.4275 | 103.3698 | 102.7351 | 101.8963 | 101.8285 | 101.0372 | 112.9635 | 112.1437 | 111.2369 | 110.2732 | 109.329 | 108.3232 | 108.9202 | 107.753 | 106.3328 | 105.1206 | 103.6108
All ECMs | Baseline competed - efficient competed | Texas | All | All |  |  |  |  | 19.89 | 18.8701 | 18.2592 | 17.64 | 17.3724 | 25.1442 | 24.6717 | 24.2451 | 24.2119 | 24.4602 | 24.6008 | 24.6105 | 23.6772 | 23.8476 | 23.8958 | 25.5588 | 25.7272 | 25.6089 | 25.3368 | 25.1414 | 25.0839 | 25.0067 | 24.9817 | 24.7828 | 24.6348 | 24.6708
All ECMs | Baseline competed - efficient competed | Southwest | All | All |  |  |  |  | 6.3252 | 6.16 | 5.6477 | 5.2937 | 5.1847 | 7.7138 | 7.4455 | 7.2144 | 6.8287 | 6.8502 | 6.9101 | 6.9242 | 6.9718 | 7.0306 | 7.0141 | 7.8083 | 7.8717 | 7.8787 | 7.9859 | 7.9827 | 8.0214 | 8.4822 | 8.452 | 8.4347 | 8.6527 | 8.6332
All ECMs | Baseline competed - efficient competed | Southeast | All | All |  |  |  |  | 72.9249 | 67.3026 | 61.793 | 58.2959 | 56.3325 | 81.3236 | 79.8017 | 78.4407 | 77.5255 | 75.9418 | 75.831 | 75.4956 | 75.6809 | 75.4577 | 75.2592 | 79.8593 | 79.2119 | 78.8786 | 78.4064 | 75.6632 | 75.6915 | 75.6065 | 74.4775 | 74.2954 | 73.6451 | 73.3271
All ECMs | Baseline competed - efficient competed | Northeast | All | All |  |  |  |  | 52.7583 | 52.2212 | 51.6182 | 51.1348 | 50.6157 | 53.5897 | 53.0833 | 52.5413 | 52.6385 | 52.2223 | 51.8625 | 51.2576 | 50.8894 | 50.5427 | 50.041 | 56.3022 | 55.8018 | 55.2771 | 54.6437 | 53.9791 | 53.4432 | 53.9919 | 53.3421 | 52.7506 | 52.0231 | 51.2802
All ECMs | Baseline competed - efficient competed | All | Residential (New) | All |  |  |  |  | 2.2568 | 4.2406 | 5.9894 | 7.6041 | 9.1808 | 13.8921 | 15.7064 | 17.5055 | 20.4619 | 22.2324 | 24.06 | 25.8393 | 27.5326 | 29.232 | 30.91 | 38.4748 | 39.8874 | 41.295 | 42.2795 | 42.7522 | 43.8106 | 44.0885 | 44.1279 | 44.6297 | 44.1338 | 43.201
All ECMs | Baseline competed - efficient competed | All | Residential (Existing) | All |  |  |  |  | 283.6486 | 270.6323 | 258.1663 | 247.6735 | 239.5447 | 263.0067 | 256.4968 | 251.0384 | 248.6495 | 243.7694 | 240.5008 | 237.0235 | 233.8018 | 230.9171 | 227.4229 | 262.1417 | 259.0569 | 255.7774 | 252.0665 | 247.2104 | 244.1263 | 241.8013 | 238.2355 | 234.8761 | 232.0155 | 228.8418
All ECMs | Baseline competed - efficient competed | All | Commercial (New) | All |  |  |  |  | 1.5752 | 3.0275 | 4.3925 | 5.7734 | 7.1996 | 13.5246 | 15.7713 | 17.9342 | 20.0218 | 21.9449 | 23.9641 | 25.9404 | 27.657 | 29.3307 | 30.9044 | 32.1878 | 33.6814 | 35.1523 | 36.5979 | 37.8826 | 39.4137 | 42.7351 | 44.1358 | 45.6424 | 47.167 | 49.2293
All ECMs | Baseline competed - efficient competed | All | Commercial (Existing) | All |  |  |  |  | 84.559 | 82.2679 | 79.9655 | 77.6812 | 75.5621 | 104.8963 | 102.0021 | 99.16 | 96.5716 | 93.8269 | 91.8243 | 89.9638 | 87.5917 | 85.3386 | 83.0463 | 80.055 | 77.947 | 75.8905 | 73.8595 | 71.6749 | 69.8508 | 70.3104 | 68.2344 | 66.3169 | 64.4484 | 63.0892
All ECMs | Baseline competed - efficient competed | All | All | Heating (Equip.) |  |  |  |  | 269.5948 | 264.2307 | 258.4767 | 253.0614 | 247.9833 | 250.5557 | 246.5672 | 243.1598 | 236.966 | 233.6115 | 230.7329 | 228.076 | 225.4249 | 222.7212 | 220.0983 | 259.457 | 256.1513 | 253.0514 | 249.4205 | 245.5461 | 242.1159 | 242.1619 | 237.5914 | 233.7291 | 228.6187 | 222.8842
All ECMs | Baseline competed - efficient competed | All | All | Cooling (Equip.) |  |  |  |  | 9.324 | 8.6152 | 8.0088 | 7.6111 | 7.4775 | 47.3597 | 46.1105 | 45.1082 | 42.5098 | 42.0405 | 42.2326 | 42.8797 | 42.923 | 43.2925 | 43.507 | 44.5912 | 45.0804 | 45.3597 | 45.4021 | 44.2736 | 44.5207 | 44.4421 | 44.3354 | 44.4631 | 44.7873 | 44.8441
All ECMs | Baseline competed - efficient competed | All | All | Heating (Env.) |  |  |  |  | 0 | 0 | 0 | 0 | 0 | 0 | 0 | 0 | 0 | 0 | 0 | 0 | 0 | 0 | 0 | 0 | 0 | 0 | 0 | 0 | 0 | 0 | 0 | 0 | 0 | 0
All ECMs | Baseline competed - efficient competed | All | All | Cooling (Env.) |  |  |  |  | 0 | 0 | 0 | 0 | 0 | 0 | 0 | 0 | 0 | 0 | 0 | 0 | 0 | 0 | 0 | 0 | 0 | 0 | 0 | 0 | 0 | 0 | 0 | 0 | 0 | 0
All ECMs | Baseline competed - efficient competed | All | All | Ventilation |  |  |  |  | 0.00262 | 0.002341 | 0.00207 | 0.001833 | 0.001658 | 0.34453 | 0.32478 | 0.30837 | 0.29735 | 0.28328 | 0.27269 | 0.26048 | 0.25374 | 0.24786 | 0.24008 | 0.090502 | 0.088814 | 0.087124 | 0.084516 | 0.081376 | 0.078608 | 0.075379 | 0.072975 | 0.070301 | 0.068867 | 0.066915
All ECMs | Baseline competed - efficient competed | All | All | Lighting |  |  |  |  | 14.1376 | 12.0989 | 10.0942 | 8.5223 | 7.4805 | 6.2103 | 5.684 | 5.3008 | 5.1561 | 4.8502 | 5.2599 | 5.0584 | 4.948 | 4.8783 | 4.745 | 4.7933 | 4.8436 | 4.8693 | 4.817 | 4.5568 | 4.6441 | 4.5093 | 4.4434 | 4.368 | 4.3923 | 2.7649
All ECMs | Baseline competed - efficient competed | All | All | Water Heating |  |  |  |  | 64.2062 | 59.5937 | 55.3122 | 52.071 | 50.2396 | 70.9441 | 70.9923 | 71.1517 | 79.9633 | 79.8824 | 80.6097 | 80.9846 | 81.3408 | 81.8008 | 81.6283 | 81.811 | 82.1777 | 82.3746 | 82.4717 | 82.231 | 82.8052 | 84.4602 | 84.8153 | 85.0776 | 85.9186 | 89.5864
All ECMs | Baseline competed - efficient competed | All | All | Refrigeration |  |  |  |  | 1.4795 | 1.3157 | 1.1542 | 1.0233 | 0.9307 | 1.819 | 1.7338 | 1.6735 | 1.6551 | 1.617 | 1.5952 | 1.575 | 1.566 | 1.5643 | 1.5634 | 1.5716 | 1.5908 | 1.6065 | 1.6092 | 1.586 | 1.5806 | 1.5596 | 1.5487 | 1.5374 | 1.5349 | 1.5178
All ECMs | Baseline competed - efficient competed | All | All | Cooking |  |  |  |  | 8.0166 | 9.6535 | 11.4145 | 12.8802 | 14.1582 | 15.1075 | 15.7314 | 16.2068 | 16.4877 | 16.9067 | 17.2177 | 17.5545 | 17.7796 | 17.9863 | 18.1952 | 18.3362 | 18.4258 | 18.5489 | 18.7852 | 19.0784 | 19.3478 | 19.6405 | 19.8553 | 20.1625 | 20.3758 | 20.6594
All ECMs | Baseline competed - efficient competed | All | All | Computers and Electronics |  |  |  |  | 2.5764 | 2.2259 | 1.8866 | 1.6084 | 1.4013 | 1.243 | 1.1325 | 1.0413 | 0.97075 | 0.89469 | 0.8352 | 0.77389 | 0.72309 | 0.67553 | 0.63111 | 0.59109 | 0.55995 | 0.52971 | 0.49774 | 0.46203 | 0.43365 | 0.4061 | 0.38418 | 0.36368 | 0.34951 | 0.33316
All ECMs | Baseline competed - efficient competed | All | All | Other |  |  |  |  | 2.702 | 2.4324 | 2.1643 | 1.9526 | 1.8144 | 1.7359 | 1.7002 | 1.6877 | 1.6986 | 1.6874 | 1.5932 | 1.6044 | 1.6239 | 1.6516 | 1.6751 | 1.6173 | 1.6543 | 1.6879 | 1.7155 | 1.7048 | 1.6749 | 1.6802 | 1.6869 | 1.6934 | 1.719 | 1.7046
90.1 Com. N-Elec. Env. | Baseline uncompeted | Northwest, Great Basin, California, Rocky Mountains, Upper Midwest, Lower Midwest, Lakes/Mid-Atl., Texas, Southwest, Southeast, Northeast | Commercial (New), Commercial (Existing) | Heating (Equip.) | 4.9333 | 12.533 | 14.2908 | 261.7143 | 105.8607 | 107.3011 | 108.1953 | 108.7497 | 108.7841 | 108.5797 | 108.326 | 107.9797 | 107.4356 | 106.8069 | 106.1131 | 105.445 | 104.7261 | 103.8498 | 103.0143 | 102.1425 | 101.2565 | 100.4106 | 99.6543 | 98.9957 | 98.238 | 97.3415 | 96.5359 | 95.836 | 95.1247 | 94.3289
90.1 Com. N-Elec. Env. | Efficient uncompeted | Northwest, Great Basin, California, Rocky Mountains, Upper Midwest, Lower Midwest, Lakes/Mid-Atl., Texas, Southwest, Southeast, Northeast | Commercial (New), Commercial (Existing) | Heating (Equip.) | 4.9333 | 12.533 | 14.2908 | 261.7143 | 55.4974 | 57.1623 | 58.5228 | 59.7362 | 60.6865 | 61.5113 | 62.3038 | 63.0113 | 63.5555 | 64.0018 | 64.3628 | 64.6984 | 64.9672 | 65.1055 | 65.2391 | 65.3239 | 65.377 | 65.4376 | 65.5422 | 65.6998 | 65.7824 | 65.7674 | 65.7999 | 65.8918 | 65.9646 | 65.9692
90.1 Com. N-Elec. Env. | Baseline competed | Northwest, Great Basin, California, Rocky Mountains, Upper Midwest, Lower Midwest, Lakes/Mid-Atl., Texas, Southwest, Southeast, Northeast | Commercial (New), Commercial (Existing) | Heating (Equip.) | 4.9333 | 12.533 | 14.2908 | 261.7143 | 0 | 0 | 0 | 0 | 0 | 0 | 0 | 0 | 0 | 0 | 0 | 0 | 0 | 0 | 0 | 0 | 0 | 0 | 0 | 0 | 0 | 0 | 0 | 0 | 0 | 0
90.1 Com. N-Elec. Env. | Efficient competed | Northwest, Great Basin, California, Rocky Mountains, Upper Midwest, Lower Midwest, Lakes/Mid-Atl., Texas, Southwest, Southeast, Northeast | Commercial (New), Commercial (Existing) | Heating (Equip.) | 4.9333 | 12.533 | 14.2908 | 261.7143 | 0 | 0 | 0 | 0 | 0 | 0 | 0 | 0 | 0 | 0 | 0 | 0 | 0 | 0 | 0 | 0 | 0 | 0 | 0 | 0 | 0 | 0 | 0 | 0 | 0 | 0
Best Com. ASHP, Env., PC (EE+DF-FS) | Baseline uncompeted | California, Upper Midwest, Lower Midwest, Texas, Southwest, Southeast | Commercial (New), Commercial (Existing) | Heating (Equip.), Cooling (Equip.), Ventilation | -4.2368 | 34.983 | 41.4631 | 657.678 | 46.8021 | 43.8077 | 40.8165 | 38.7622 | 37.6741 | 35.2379 | 34.5227 | 33.7741 | 33.5277 | 33.0219 | 33.2206 | 32.8737 | 32.5132 | 32.3161 | 31.9611 | 31.6766 | 31.3755 | 31.0811 | 30.7197 | 30.1164 | 30.4189 | 29.951 | 29.5789 | 29.3256 | 29.0748 | 28.459
Best Com. ASHP, Env., PC (EE+DF-FS) | Efficient uncompeted | California, Upper Midwest, Lower Midwest, Texas, Southwest, Southeast | Commercial (New), Commercial (Existing) | Heating (Equip.), Cooling (Equip.), Ventilation | -4.2368 | 34.983 | 41.4631 | 657.678 | 26.8327 | 23.2485 | 19.6664 | 17.2274 | 15.8146 | 14.7841 | 14.0318 | 13.3023 | 13.1969 | 12.7615 | 11.6686 | 11.505 | 11.3059 | 11.2712 | 11.0144 | 10.3823 | 10.2538 | 10.133 | 9.9004 | 9.4623 | 9.0453 | 8.7506 | 8.561 | 8.4486 | 8.3016 | 7.9293
Best Com. ASHP, Env., PC (EE+DF-FS) | Baseline competed | California, Upper Midwest, Lower Midwest, Texas, Southwest, Southeast | Commercial (New), Commercial (Existing) | Heating (Equip.), Cooling (Equip.), Ventilation | -4.2368 | 34.983 | 41.4631 | 657.678 | 0 | 0 | 0 | 0 | 0 | 0 | 0 | 0 | 0 | 0 | 0 | 0 | 0 | 0 | 0 | 0 | 0 | 0 | 0 | 0 | 0 | 0 | 0 | 0 | 0 | 0
Best Com. ASHP, Env., PC (EE+DF-FS) | Efficient competed | California, Upper Midwest, Lower Midwest, Texas, Southwest, Southeast | Commercial (New), Commercial (Existing) | Heating (Equip.), Cooling (Equip.), Ventilation | -4.2368 | 34.983 | 41.4631 | 657.678 | 0 | 0 | 0 | 0 | 0 | 0 | 0 | 0 | 0 | 0 | 0 | 0 | 0 | 0 | 0 | 0 | 0 | 0 | 0 | 0 | 0 | 0 | 0 | 0 | 0 | 0
Best Com. ASHP, Env., PC (EE+DF-FS) CC | Baseline uncompeted | Northwest, Great Basin, Rocky Mountains, Upper Midwest, Lakes/Mid-Atl., Northeast | Commercial (New), Commercial (Existing) | Heating (Equip.), Cooling (Equip.), Ventilation | -8.9159 | 68.4997 | 68.4741 | 892.4258 | 61.5381 | 61.2012 | 60.6139 | 59.8411 | 58.8534 | 52.6538 | 52.1401 | 51.7831 | 51.2437 | 50.6664 | 53.2575 | 52.5985 | 52.1814 | 51.6542 | 51.1655 | 44.491 | 44.1603 | 43.8022 | 43.4479 | 43.1104 | 44.0489 | 43.6192 | 43.2114 | 42.7398 | 42.4278 | 41.1916
Best Com. ASHP, Env., PC (EE+DF-FS) CC | Efficient uncompeted | Northwest, Great Basin, Rocky Mountains, Upper Midwest, Lakes/Mid-Atl., Northeast | Commercial (New), Commercial (Existing) | Heating (Equip.), Cooling (Equip.), Ventilation | -8.9159 | 68.4997 | 68.4741 | 892.4258 | 27.068 | 25.2445 | 23.354 | 21.2818 | 19.2169 | 17.1212 | 16.4831 | 16.1153 | 15.624 | 15.092 | 15.0063 | 14.3485 | 14.1808 | 13.7627 | 13.5705 | 12.2107 | 12.2089 | 12.1196 | 11.9564 | 11.7444 | 11.42 | 11.1638 | 10.919 | 10.505 | 10.3606 | 9.849
Best Com. ASHP, Env., PC (EE+DF-FS) CC | Baseline competed | Northwest, Great Basin, Rocky Mountains, Upper Midwest, Lakes/Mid-Atl., Northeast | Commercial (New), Commercial (Existing) | Heating (Equip.), Cooling (Equip.), Ventilation | -8.9159 | 68.4997 | 68.4741 | 892.4258 | 0 | 0 | 0 | 0 | 0 | 0 | 0 | 0 | 0 | 0 | 0 | 0 | 0 | 0 | 0 | 0 | 0 | 0 | 0 | 0 | 0 | 0 | 0 | 0 | 0 | 0
Best Com. ASHP, Env., PC (EE+DF-FS) CC | Efficient competed | Northwest, Great Basin, Rocky Mountains, Upper Midwest, Lakes/Mid-Atl., Northeast | Commercial (New), Commercial (Existing) | Heating (Equip.), Cooling (Equip.), Ventilation | -8.9159 | 68.4997 | 68.4741 | 892.4258 | 0 | 0 | 0 | 0 | 0 | 0 | 0 | 0 | 0 | 0 | 0 | 0 | 0 | 0 | 0 | 0 | 0 | 0 | 0 | 0 | 0 | 0 | 0 | 0 | 0 | 0
Best Com. ASHP, Env., PC (EE+DF-LFL) | Baseline uncompeted | California, Upper Midwest, Lower Midwest, Texas, Southwest, Southeast | Commercial (New), Commercial (Existing) | Heating (Equip.), Cooling (Equip.), Ventilation | -2.919 | 29.5604 | 40.7356 | 3101.9032 | 4.7225 | 4.0554 | 3.4065 | 2.962 | 2.7093 | 2.4723 | 2.3245 | 2.1814 | 2.1392 | 2.0509 | 1.9115 | 1.8589 | 1.8027 | 1.7791 | 1.7245 | 1.6295 | 1.5899 | 1.5554 | 1.5014 | 1.413 | 1.349 | 1.2893 | 1.2481 | 1.2185 | 1.1873 | 1.1407
Best Com. ASHP, Env., PC (EE+DF-LFL) | Efficient uncompeted | California, Upper Midwest, Lower Midwest, Texas, Southwest, Southeast | Commercial (New), Commercial (Existing) | Heating (Equip.), Cooling (Equip.), Ventilation | -2.919 | 29.5604 | 40.7356 | 3101.9032 | 3.9025 | 3.3474 | 2.8104 | 2.4426 | 2.2368 | 2.0553 | 1.9336 | 1.8168 | 1.7818 | 1.7088 | 1.5524 | 1.5099 | 1.4665 | 1.4481 | 1.404 | 1.3119 | 1.2799 | 1.2523 | 1.2102 | 1.1387 | 1.0774 | 1.0305 | 0.99699 | 0.97387 | 0.94918 | 0.90625
Best Com. ASHP, Env., PC (EE+DF-LFL) | Baseline competed | California, Upper Midwest, Lower Midwest, Texas, Southwest, Southeast | Commercial (New), Commercial (Existing) | Heating (Equip.), Cooling (Equip.), Ventilation | -2.919 | 29.5604 | 40.7356 | 3101.9032 | 0 | 0 | 0 | 0 | 0 | 0 | 0 | 0 | 0 | 0 | 0 | 0 | 0 | 0 | 0 | 0 | 0 | 0 | 0 | 0 | 0 | 0 | 0 | 0 | 0 | 0
Best Com. ASHP, Env., PC (EE+DF-LFL) | Efficient competed | California, Upper Midwest, Lower Midwest, Texas, Southwest, Southeast | Commercial (New), Commercial (Existing) | Heating (Equip.), Cooling (Equip.), Ventilation | -2.919 | 29.5604 | 40.7356 | 3101.9032 | 0 | 0 | 0 | 0 | 0 | 0 | 0 | 0 | 0 | 0 | 0 | 0 | 0 | 0 | 0 | 0 | 0 | 0 | 0 | 0 | 0 | 0 | 0 | 0 | 0 | 0
Best Com. ASHP, Env., PC (EE+DF-LFL) CC | Baseline uncompeted | Northwest, Great Basin, Rocky Mountains, Upper Midwest, Lakes/Mid-Atl., Northeast | Commercial (New), Commercial (Existing) | Heating (Equip.), Cooling (Equip.), Ventilation | -7.8294 | 57.995 | 86.0905 | 4957.9201 | 3.572 | 3.2762 | 2.9776 | 2.6647 | 2.3827 | 2.1336 | 2.0274 | 1.9635 | 1.8802 | 1.7918 | 1.7356 | 1.6501 | 1.6066 | 1.5489 | 1.5092 | 1.3671 | 1.3514 | 1.3274 | 1.2966 | 1.2618 | 1.2176 | 1.1791 | 1.143 | 1.0895 | 1.0674 | 1.0132
Best Com. ASHP, Env., PC (EE+DF-LFL) CC | Efficient uncompeted | Northwest, Great Basin, Rocky Mountains, Upper Midwest, Lakes/Mid-Atl., Northeast | Commercial (New), Commercial (Existing) | Heating (Equip.), Cooling (Equip.), Ventilation | -7.8294 | 57.995 | 86.0905 | 4957.9201 | 2.9711 | 2.726 | 2.4788 | 2.2223 | 1.9882 | 1.7886 | 1.6988 | 1.6438 | 1.573 | 1.4983 | 1.4382 | 1.3634 | 1.3296 | 1.2849 | 1.2517 | 1.118 | 1.1049 | 1.0851 | 1.0601 | 1.0325 | 0.99144 | 0.96032 | 0.93062 | 0.88629 | 0.8686 | 0.82252
Best Com. ASHP, Env., PC (EE+DF-LFL) CC | Baseline competed | Northwest, Great Basin, Rocky Mountains, Upper Midwest, Lakes/Mid-Atl., Northeast | Commercial (New), Commercial (Existing) | Heating (Equip.), Cooling (Equip.), Ventilation | -7.8294 | 57.995 | 86.0905 | 4957.9201 | 0 | 0 | 0 | 0 | 0 | 0 | 0 | 0 | 0 | 0 | 0 | 0 | 0 | 0 | 0 | 0 | 0 | 0 | 0 | 0 | 0 | 0 | 0 | 0 | 0 | 0
Best Com. ASHP, Env., PC (EE+DF-LFL) CC | Efficient competed | Northwest, Great Basin, Rocky Mountains, Upper Midwest, Lakes/Mid-Atl., Northeast | Commercial (New), Commercial (Existing) | Heating (Equip.), Cooling (Equip.), Ventilation | -7.8294 | 57.995 | 86.0905 | 4957.9201 | 0 | 0 | 0 | 0 | 0 | 0 | 0 | 0 | 0 | 0 | 0 | 0 | 0 | 0 | 0 | 0 | 0 | 0 | 0 | 0 | 0 | 0 | 0 | 0 | 0 | 0
Best Com. ASHP, Env., PC (EE+DF-RST) | Baseline uncompeted | California, Upper Midwest, Lower Midwest, Texas, Southwest, Southeast | Commercial (New), Commercial (Existing) | Heating (Equip.), Cooling (Equip.), Ventilation | 4.995 | 12.8268 | 23.3416 | 1436.6883 | 15.9288 | 13.8039 | 11.7292 | 10.3232 | 9.5741 | 9.0789 | 8.658 | 8.2308 | 8.1761 | 7.9314 | 7.3551 | 7.24 | 7.1105 | 7.1023 | 6.9607 | 6.5957 | 6.5174 | 6.4432 | 6.2954 | 5.9831 | 5.7302 | 5.5557 | 5.4438 | 5.3858 | 5.311 | 5.1455
Best Com. ASHP, Env., PC (EE+DF-RST) | Efficient uncompeted | California, Upper Midwest, Lower Midwest, Texas, Southwest, Southeast | Commercial (New), Commercial (Existing) | Heating (Equip.), Cooling (Equip.), Ventilation | 4.995 | 12.8268 | 23.3416 | 1436.6883 | 13.0596 | 11.2802 | 9.564 | 8.3981 | 7.7896 | 7.5321 | 7.1777 | 6.8311 | 6.7802 | 6.5757 | 5.7917 | 5.6958 | 5.5957 | 5.5889 | 5.478 | 5.0861 | 5.0226 | 4.9644 | 4.8563 | 4.6139 | 4.3402 | 4.2107 | 4.1187 | 4.0729 | 4.0148 | 3.8353
Best Com. ASHP, Env., PC (EE+DF-RST) | Baseline competed | California, Upper Midwest, Lower Midwest, Texas, Southwest, Southeast | Commercial (New), Commercial (Existing) | Heating (Equip.), Cooling (Equip.), Ventilation | 4.995 | 12.8268 | 23.3416 | 1436.6883 | 0 | 0 | 0 | 0 | 0 | 0 | 0 | 0 | 0 | 0 | 0 | 0 | 0 | 0 | 0 | 0 | 0 | 0 | 0 | 0 | 0 | 0 | 0 | 0 | 0 | 0
Best Com. ASHP, Env., PC (EE+DF-RST) | Efficient competed | California, Upper Midwest, Lower Midwest, Texas, Southwest, Southeast | Commercial (New), Commercial (Existing) | Heating (Equip.), Cooling (Equip.), Ventilation | 4.995 | 12.8268 | 23.3416 | 1436.6883 | 0 | 0 | 0 | 0 | 0 | 0 | 0 | 0 | 0 | 0 | 0 | 0 | 0 | 0 | 0 | 0 | 0 | 0 | 0 | 0 | 0 | 0 | 0 | 0 | 0 | 0
Best Com. ASHP, Env., PC (EE+DF-RST) CC | Baseline uncompeted | Northwest, Great Basin, Rocky Mountains, Upper Midwest, Lakes/Mid-Atl., Northeast | Commercial (New), Commercial (Existing) | Heating (Equip.), Cooling (Equip.), Ventilation | 0.8172 | 19.2249 | 36.102 | 1594.1313 | 11.1811 | 10.377 | 9.5475 | 8.6421 | 7.8111 | 7.3244 | 7.0486 | 6.9144 | 6.7026 | 6.4642 | 6.3068 | 6.0717 | 5.9824 | 5.8231 | 5.7425 | 5.2621 | 5.2543 | 5.2168 | 5.1535 | 5.0769 | 4.9407 | 4.837 | 4.7454 | 4.5779 | 4.5318 | 4.32
Best Com. ASHP, Env., PC (EE+DF-RST) CC | Efficient uncompeted | Northwest, Great Basin, Rocky Mountains, Upper Midwest, Lakes/Mid-Atl., Northeast | Commercial (New), Commercial (Existing) | Heating (Equip.), Cooling (Equip.), Ventilation | 0.8172 | 19.2249 | 36.102 | 1594.1313 | 8.506 | 7.8904 | 7.2581 | 6.5769 | 5.946 | 5.7083 | 5.4879 | 5.3781 | 5.2065 | 5.0178 | 4.7505 | 4.5591 | 4.4946 | 4.3919 | 4.3297 | 3.8832 | 3.8773 | 3.8478 | 3.8011 | 3.7436 | 3.6099 | 3.5332 | 3.4647 | 3.3389 | 3.3053 | 3.1222
Best Com. ASHP, Env., PC (EE+DF-RST) CC | Baseline competed | Northwest, Great Basin, Rocky Mountains, Upper Midwest, Lakes/Mid-Atl., Northeast | Commercial (New), Commercial (Existing) | Heating (Equip.), Cooling (Equip.), Ventilation | 0.8172 | 19.2249 | 36.102 | 1594.1313 | 0 | 0 | 0 | 0 | 0 | 0 | 0 | 0 | 0 | 0 | 0 | 0 | 0 | 0 | 0 | 0 | 0 | 0 | 0 | 0 | 0 | 0 | 0 | 0 | 0 | 0
Best Com. ASHP, Env., PC (EE+DF-RST) CC | Efficient competed | Northwest, Great Basin, Rocky Mountains, Upper Midwest, Lakes/Mid-Atl., Northeast | Commercial (New), Commercial (Existing) | Heating (Equip.), Cooling (Equip.), Ventilation | 0.8172 | 19.2249 | 36.102 | 1594.1313 | 0 | 0 | 0 | 0 | 0 | 0 | 0 | 0 | 0 | 0 | 0 | 0 | 0 | 0 | 0 | 0 | 0 | 0 | 0 | 0 | 0 | 0 | 0 | 0 | 0 | 0
Best Com. Chillers, Env., PC (EE+DF) | Baseline uncompeted | Northwest, Great Basin, California, Rocky Mountains, Upper Midwest, Lower Midwest, Lakes/Mid-Atl., Texas, Southwest, Southeast, Northeast | Commercial (New), Commercial (Existing) | Cooling (Equip.), Ventilation | 7.9352 | 10.0668 | 19.1914 | 1007.0733 | 27.1174 | 24.3858 | 21.69 | 19.6843 | 18.4938 | 18.6026 | 18.1305 | 17.7975 | 17.7636 | 17.5129 | 16.2686 | 16.0717 | 16.0582 | 16.1824 | 16.1688 | 15.0323 | 15.1479 | 15.2129 | 15.1791 | 14.8066 | 14.2532 | 14.155 | 14.0842 | 14.0171 | 14.1027 | 13.7943
Best Com. Chillers, Env., PC (EE+DF) | Efficient uncompeted | Northwest, Great Basin, California, Rocky Mountains, Upper Midwest, Lower Midwest, Lakes/Mid-Atl., Texas, Southwest, Southeast, Northeast | Commercial (New), Commercial (Existing) | Cooling (Equip.), Ventilation | 7.9352 | 10.0668 | 19.1914 | 1007.0733 | 23.8215 | 21.4018 | 19.0098 | 17.2326 | 16.1764 | 16.5164 | 16.0972 | 15.8127 | 15.7805 | 15.5507 | 14.2443 | 14.0699 | 14.0706 | 14.1946 | 14.1854 | 13.1252 | 13.2148 | 13.2679 | 13.2449 | 12.9085 | 12.3823 | 12.288 | 12.2142 | 12.1551 | 12.2189 | 11.854
Best Com. Chillers, Env., PC (EE+DF) | Baseline competed | Northwest, Great Basin, California, Rocky Mountains, Upper Midwest, Lower Midwest, Lakes/Mid-Atl., Texas, Southwest, Southeast, Northeast | Commercial (New), Commercial (Existing) | Cooling (Equip.), Ventilation | 7.9352 | 10.0668 | 19.1914 | 1007.0733 | 0.097623 | 0.087954 | 0.078413 | 0.071396 | 0.06737 | 0.004232 | 0.003953 | 0.003716 | 0.003564 | 0.003371 | 0.016549 | 0.002957 | 0.002838 | 0.002735 | 0.002627 | 0.012719 | 0.012344 | 0.002243 | 0.002154 | 0.002042 | 0.010192 | 0.009684 | 0.009292 | 0.008873 | 0.008549 | 0.008108
Best Com. Chillers, Env., PC (EE+DF) | Efficient competed | Northwest, Great Basin, California, Rocky Mountains, Upper Midwest, Lower Midwest, Lakes/Mid-Atl., Texas, Southwest, Southeast, Northeast | Commercial (New), Commercial (Existing) | Cooling (Equip.), Ventilation | 7.9352 | 10.0668 | 19.1914 | 1007.0733 | 0.085312 | 0.076799 | 0.068382 | 0.062201 | 0.058653 | 0.004327 | 0.004038 | 0.003796 | 0.003638 | 0.00344 | 0.01682 | 0.003002 | 0.002881 | 0.002778 | 0.002668 | 0.012912 | 0.012529 | 0.002276 | 0.002187 | 0.002073 | 0.010382 | 0.009868 | 0.009466 | 0.009039 | 0.008708 | 0.008244
Best Com. Chillers, Ice (EE+DF) | Baseline uncompeted | Northwest, Great Basin, California, Rocky Mountains, Upper Midwest, Lower Midwest, Lakes/Mid-Atl., Texas, Southwest, Southeast, Northeast | Commercial (New), Commercial (Existing) | Cooling (Equip.), Ventilation | 999 | 999 | 146.1274 | 999 | 5.93 | 5.3827 | 4.8353 | 4.4009 | 4.0989 | 4.0889 | 3.9527 | 3.856 | 3.8088 | 3.7314 | 3.5001 | 3.3944 | 3.418 | 3.4551 | 3.4452 | 3.0926 | 3.1297 | 3.1537 | 3.154 | 3.1169 | 3.033 | 3.0279 | 3.0202 | 2.9964 | 3.0421 | 2.9807
Best Com. Chillers, Ice (EE+DF) | Efficient uncompeted | Northwest, Great Basin, California, Rocky Mountains, Upper Midwest, Lower Midwest, Lakes/Mid-Atl., Texas, Southwest, Southeast, Northeast | Commercial (New), Commercial (Existing) | Cooling (Equip.), Ventilation | 999 | 999 | 146.1274 | 999 | 5.93 | 5.3827 | 4.8353 | 4.4009 | 4.0989 | 4.0889 | 3.9527 | 3.856 | 3.8088 | 3.7314 | 3.5001 | 3.3944 | 3.418 | 3.4551 | 3.4452 | 3.0926 | 3.1297 | 3.1537 | 3.154 | 3.1169 | 3.033 | 3.0279 | 3.0202 | 2.9964 | 3.0421 | 2.9807
Best Com. Chillers, Ice (EE+DF) | Baseline competed | Northwest, Great Basin, California, Rocky Mountains, Upper Midwest, Lower Midwest, Lakes/Mid-Atl., Texas, Southwest, Southeast, Northeast | Commercial (New), Commercial (Existing) | Cooling (Equip.), Ventilation | 999 | 999 | 146.1274 | 999 | 0 | 0 | 0 | 0 | 0 | 0 | 0 | 0 | 0 | 0 | 0 | 0 | 0 | 0 | 0 | 0 | 0 | 0 | 0 | 0 | 0 | 0 | 0 | 0 | 0 | 0
Best Com. Chillers, Ice (EE+DF) | Efficient competed | Northwest, Great Basin, California, Rocky Mountains, Upper Midwest, Lower Midwest, Lakes/Mid-Atl., Texas, Southwest, Southeast, Northeast | Commercial (New), Commercial (Existing) | Cooling (Equip.), Ventilation | 999 | 999 | 146.1274 | 999 | 0 | 0 | 0 | 0 | 0 | 0 | 0 | 0 | 0 | 0 | 0 | 0 | 0 | 0 | 0 | 0 | 0 | 0 | 0 | 0 | 0 | 0 | 0 | 0 | 0 | 0
Best Com. Lighting (EE+DF) | Baseline uncompeted | Northwest, Great Basin, California, Rocky Mountains, Upper Midwest, Lower Midwest, Lakes/Mid-Atl., Texas, Southwest, Southeast, Northeast | Commercial (New), Commercial (Existing) | Lighting | 41.3691 | 2.2031 | 5.7885 | 325.6078 | -1.1045 | -8.3858 | -15.116 | -20.1105 | -23.0267 | -25.8315 | -26.9377 | -27.7119 | -27.7214 | -28.147 | -28.4231 | -28.626 | -28.4927 | -28.0884 | -27.9627 | -28.2834 | -27.5983 | -27.0343 | -26.7227 | -27.1282 | -26.8236 | -26.623 | -26.3521 | -26.1268 | -25.6332 | -25.3905
Best Com. Lighting (EE+DF) | Efficient uncompeted | Northwest, Great Basin, California, Rocky Mountains, Upper Midwest, Lower Midwest, Lakes/Mid-Atl., Texas, Southwest, Southeast, Northeast | Commercial (New), Commercial (Existing) | Lighting | 41.3691 | 2.2031 | 5.7885 | 325.6078 | -19.4041 | -24.7635 | -29.612 | -33.1252 | -35.028 | -37.0985 | -37.743 | -38.176 | -38.0064 | -38.1097 | -39.0984 | -39.0573 | -38.7513 | -38.1932 | -37.8516 | -38.1862 | -37.4892 | -36.8983 | -36.5016 | -36.6352 | -36.4685 | -36.086 | -35.6945 | -35.3468 | -34.8127 | -34.5323
Best Com. Lighting (EE+DF) | Baseline competed | Northwest, Great Basin, California, Rocky Mountains, Upper Midwest, Lower Midwest, Lakes/Mid-Atl., Texas, Southwest, Southeast, Northeast | Commercial (New), Commercial (Existing) | Lighting | 41.3691 | 2.2031 | 5.7885 | 325.6078 | -0.81293 | -6.1719 | -11.1254 | -14.8013 | -16.9477 | -15.6093 | -16.2723 | -16.7373 | -16.7436 | -16.999 | -17.1637 | -17.2833 | -17.2068 | -16.9701 | -16.8946 | -17.0858 | -16.6814 | -16.3485 | -16.1669 | -16.4188 | -16.2401 | -16.1291 | -15.9744 | -15.844 | -15.5564 | -12.9745
Best Com. Lighting (EE+DF) | Efficient competed | Northwest, Great Basin, California, Rocky Mountains, Upper Midwest, Lower Midwest, Lakes/Mid-Atl., Texas, Southwest, Southeast, Northeast | Commercial (New), Commercial (Existing) | Lighting | 41.3691 | 2.2031 | 5.7885 | 325.6078 | -14.2814 | -18.2259 | -21.7944 | -24.3801 | -25.7806 | -22.2997 | -22.6892 | -22.9524 | -22.8543 | -22.9199 | -23.5126 | -23.4901 | -23.3125 | -22.9849 | -22.7837 | -22.9862 | -22.5763 | -22.2293 | -21.9988 | -22.0905 | -21.9966 | -21.7787 | -21.5543 | -21.3534 | -21.0429 | -17.646
Best Com. N-Elec. Env. | Baseline uncompeted | Northwest, Great Basin, California, Rocky Mountains, Upper Midwest, Lower Midwest, Lakes/Mid-Atl., Texas, Southwest, Southeast, Northeast | Commercial (New), Commercial (Existing) | Heating (Equip.) | 48.343 | 2.0684 | 2.1945 | 40.1127 | 105.8607 | 107.3011 | 108.1953 | 108.7497 | 108.7841 | 108.5797 | 108.326 | 107.9797 | 107.4356 | 106.8069 | 106.1131 | 105.445 | 104.7261 | 103.8498 | 103.0143 | 102.1425 | 101.2565 | 100.4106 | 99.6543 | 98.9957 | 98.238 | 97.3415 | 96.5359 | 95.836 | 95.1247 | 94.3289
Best Com. N-Elec. Env. | Efficient uncompeted | Northwest, Great Basin, California, Rocky Mountains, Upper Midwest, Lower Midwest, Lakes/Mid-Atl., Texas, Southwest, Southeast, Northeast | Commercial (New), Commercial (Existing) | Heating (Equip.) | 48.343 | 2.0684 | 2.1945 | 40.1127 | 47.8966 | 48.9367 | 49.7248 | 50.3715 | 50.7818 | 51.0837 | 51.3603 | 51.5804 | 51.6876 | 51.7354 | 51.7338 | 51.729 | 51.683 | 51.5447 | 51.4144 | 51.2573 | 51.0839 | 50.9236 | 50.8031 | 50.7306 | 50.6009 | 50.4023 | 50.2448 | 50.1375 | 50.0166 | 49.845
Best Com. N-Elec. Env. | Baseline competed | Northwest, Great Basin, California, Rocky Mountains, Upper Midwest, Lower Midwest, Lakes/Mid-Atl., Texas, Southwest, Southeast, Northeast | Commercial (New), Commercial (Existing) | Heating (Equip.) | 48.343 | 2.0684 | 2.1945 | 40.1127 | 105.8607 | 107.3011 | 108.1953 | 108.7497 | 108.7841 | 108.5797 | 108.326 | 107.9797 | 107.4356 | 106.8069 | 106.1131 | 105.445 | 104.7261 | 103.8498 | 103.0143 | 100.5082 | 99.6364 | 98.804 | 98.0598 | 97.4118 | 96.6662 | 85.5632 | 84.8551 | 84.2399 | 83.6147 | 82.9151
Best Com. N-Elec. Env. | Efficient competed | Northwest, Great Basin, California, Rocky Mountains, Upper Midwest, Lower Midwest, Lakes/Mid-Atl., Texas, Southwest, Southeast, Northeast | Commercial (New), Commercial (Existing) | Heating (Equip.) | 48.343 | 2.0684 | 2.1945 | 40.1127 | 47.8966 | 48.9367 | 49.7248 | 50.3715 | 50.7818 | 51.0837 | 51.3603 | 51.5804 | 51.6876 | 51.7354 | 51.7338 | 51.729 | 51.683 | 51.5447 | 51.4144 | 50.4371 | 50.2666 | 50.1088 | 49.9903 | 49.9189 | 49.7912 | 44.3037 | 44.1652 | 44.0709 | 43.9646 | 43.8138
Best Com. Plug Loads (EE+DF) | Baseline uncompeted | Northwest, Great Basin, California, Rocky Mountains, Upper Midwest, Lower Midwest, Lakes/Mid-Atl., Texas, Southwest, Southeast, Northeast | Commercial (New), Commercial (Existing) | Computers and Electronics | 3.7696 | 7.514 | 16.9766 | 1194.9197 | 52.2297 | 47.4034 | 42.4221 | 38.4349 | 35.8224 | 33.7983 | 32.9937 | 32.55 | 32.6267 | 32.3226 | 31.9731 | 31.7645 | 31.918 | 32.2153 | 32.3308 | 31.0773 | 31.4863 | 31.8039 | 31.8561 | 31.3632 | 31.1651 | 30.842 | 30.675 | 30.4281 | 30.4852 | 30.1013
Best Com. Plug Loads (EE+DF) | Efficient uncompeted | Northwest, Great Basin, California, Rocky Mountains, Upper Midwest, Lower Midwest, Lakes/Mid-Atl., Texas, Southwest, Southeast, Northeast | Commercial (New), Commercial (Existing) | Computers and Electronics | 3.7696 | 7.514 | 16.9766 | 1194.9197 | 22.3234 | 20.2659 | 18.1432 | 16.4311 | 15.3084 | 14.1949 | 13.8597 | 13.6715 | 13.7085 | 13.5837 | 12.9104 | 12.8125 | 12.8758 | 12.9999 | 13.0425 | 12.3355 | 12.501 | 12.6279 | 12.6454 | 12.4582 | 12.2904 | 12.158 | 12.0933 | 11.9901 | 12.0113 | 11.7499
Best Com. Plug Loads (EE+DF) | Baseline competed | Northwest, Great Basin, California, Rocky Mountains, Upper Midwest, Lower Midwest, Lakes/Mid-Atl., Texas, Southwest, Southeast, Northeast | Commercial (New), Commercial (Existing) | Computers and Electronics | 3.7696 | 7.514 | 16.9766 | 1194.9197 | 0.20892 | 0.18961 | 0.16969 | 0.15374 | 0.14329 | 0.13519 | 0.13198 | 0.1302 | 0.13051 | 0.12929 | 0.12789 | 0.12706 | 0.12767 | 0.12886 | 0.12932 | 0.12431 | 0.12595 | 0.12722 | 0.12742 | 0.12545 | 0.12466 | 0.12337 | 0.1227 | 0.12171 | 0.12194 | 0.1204
Best Com. Plug Loads (EE+DF) | Efficient competed | Northwest, Great Basin, California, Rocky Mountains, Upper Midwest, Lower Midwest, Lakes/Mid-Atl., Texas, Southwest, Southeast, Northeast | Commercial (New), Commercial (Existing) | Computers and Electronics | 3.7696 | 7.514 | 16.9766 | 1194.9197 | 0.089293 | 0.081063 | 0.072573 | 0.065724 | 0.061234 | 0.05678 | 0.055439 | 0.054686 | 0.054834 | 0.054335 | 0.051642 | 0.05125 | 0.051503 | 0.051999 | 0.05217 | 0.049342 | 0.050004 | 0.050512 | 0.050582 | 0.049833 | 0.049162 | 0.048632 | 0.048373 | 0.04796 | 0.048045 | 0.047
Best Commercial Gas Storage WH | Baseline uncompeted | Northwest, Great Basin, California, Rocky Mountains, Upper Midwest, Lower Midwest, Lakes/Mid-Atl., Texas, Southwest, Southeast, Northeast | Commercial (New), Commercial (Existing) | Water Heating | 23.6474 | 3.7225 | 5.6344 | 106.4911 | 32.1686 | 32.8479 | 33.3673 | 33.8016 | 34.1307 | 34.4254 | 34.7126 | 34.9765 | 35.176 | 35.347 | 35.5015 | 35.6704 | 35.8208 | 35.9146 | 36.0312 | 36.13 | 36.2296 | 36.3457 | 36.5034 | 36.7019 | 36.8554 | 36.8988 | 37.0059 | 37.1882 | 37.3896 | 37.5586
Best Commercial Gas Storage WH | Efficient uncompeted | Northwest, Great Basin, California, Rocky Mountains, Upper Midwest, Lower Midwest, Lakes/Mid-Atl., Texas, Southwest, Southeast, Northeast | Commercial (New), Commercial (Existing) | Water Heating | 23.6474 | 3.7225 | 5.6344 | 106.4911 | 29.8045 | 30.4335 | 30.9147 | 31.3175 | 31.6225 | 31.8958 | 32.1621 | 32.407 | 32.5919 | 32.7505 | 32.8938 | 33.0503 | 33.1894 | 33.2759 | 33.3834 | 33.4746 | 33.5665 | 33.6737 | 33.8195 | 34.0033 | 34.1449 | 34.1828 | 34.2806 | 34.4491 | 34.6357 | 34.7917
Best Commercial Gas Storage WH | Baseline competed | Northwest, Great Basin, California, Rocky Mountains, Upper Midwest, Lower Midwest, Lakes/Mid-Atl., Texas, Southwest, Southeast, Northeast | Commercial (New), Commercial (Existing) | Water Heating | 23.6474 | 3.7225 | 5.6344 | 106.4911 | 32.1686 | 32.8479 | 33.3673 | 33.8016 | 34.1307 | 3.6835 | 3.7142 | 3.7425 | 3.7638 | 3.7821 | 3.7987 | 3.8167 | 3.8328 | 3.8429 | 3.8553 | 3.8659 | 3.8766 | 3.889 | 3.9059 | 3.9271 | 3.9435 | 3.9482 | 3.9596 | 3.9791 | 4.0007 | 0.37559
Best Commercial Gas Storage WH | Efficient competed | Northwest, Great Basin, California, Rocky Mountains, Upper Midwest, Lower Midwest, Lakes/Mid-Atl., Texas, Southwest, Southeast, Northeast | Commercial (New), Commercial (Existing) | Water Heating | 23.6474 | 3.7225 | 5.6344 | 106.4911 | 29.8045 | 30.4335 | 30.9147 | 31.3175 | 31.6225 | 3.4128 | 3.4413 | 3.4675 | 3.4873 | 3.5043 | 3.5196 | 3.5364 | 3.5513 | 3.5605 | 3.572 | 3.5818 | 3.5916 | 3.6031 | 3.6187 | 3.6384 | 3.6535 | 3.6576 | 3.668 | 3.6861 | 3.706 | 0.34792
Best Commercial HPWH | Baseline uncompeted | Northwest, Great Basin, California, Rocky Mountains, Upper Midwest, Lower Midwest, Lakes/Mid-Atl., Texas, Southwest, Southeast, Northeast | Commercial (New), Commercial (Existing) | Water Heating | 20.5451 | 4.5722 | 6.5404 | 430.5179 | 1.7011 | 1.47 | 1.2851 | 1.1428 | 1.0487 | 0.97572 | 0.93381 | 0.89958 | 0.88177 | 0.848 | 0.82835 | 0.80562 | 0.78891 | 0.77392 | 0.75703 | 0.74112 | 0.73152 | 0.71992 | 0.70328 | 0.67163 | 0.65629 | 0.63446 | 0.61666 | 0.60069 | 0.58935 | 0.57527
Best Commercial HPWH | Efficient uncompeted | Northwest, Great Basin, California, Rocky Mountains, Upper Midwest, Lower Midwest, Lakes/Mid-Atl., Texas, Southwest, Southeast, Northeast | Commercial (New), Commercial (Existing) | Water Heating | 20.5451 | 4.5722 | 6.5404 | 430.5179 | 0.42516 | 0.36739 | 0.32118 | 0.28562 | 0.26209 | 0.24386 | 0.23339 | 0.22483 | 0.22038 | 0.21194 | 0.20703 | 0.20135 | 0.19717 | 0.19343 | 0.1892 | 0.18523 | 0.18283 | 0.17993 | 0.17577 | 0.16786 | 0.16403 | 0.15857 | 0.15412 | 0.15013 | 0.1473 | 0.14378
Best Commercial HPWH | Baseline competed | Northwest, Great Basin, California, Rocky Mountains, Upper Midwest, Lower Midwest, Lakes/Mid-Atl., Texas, Southwest, Southeast, Northeast | Commercial (New), Commercial (Existing) | Water Heating | 20.5451 | 4.5722 | 6.5404 | 430.5179 | 1.7011 | 1.47 | 1.2851 | 1.1428 | 1.0487 | 0 | 0 | 0 | 0 | 0 | 0 | 0 | 0 | 0 | 0 | 0 | 0 | 0 | 0 | 0 | 0 | 0 | 0 | 0 | 0 | 0
Best Commercial HPWH | Efficient competed | Northwest, Great Basin, California, Rocky Mountains, Upper Midwest, Lower Midwest, Lakes/Mid-Atl., Texas, Southwest, Southeast, Northeast | Commercial (New), Commercial (Existing) | Water Heating | 20.5451 | 4.5722 | 6.5404 | 430.5179 | 0.42516 | 0.36739 | 0.32118 | 0.28562 | 0.26209 | 0 | 0 | 0 | 0 | 0 | 0 | 0 | 0 | 0 | 0 | 0 | 0 | 0 | 0 | 0 | 0 | 0 | 0 | 0 | 0 | 0
Best Commercial HPWH (FS) | Baseline uncompeted | Northwest, Great Basin, California, Rocky Mountains, Upper Midwest, Lower Midwest, Lakes/Mid-Atl., Texas, Southwest, Southeast, Northeast | Commercial (New), Commercial (Existing) | Water Heating | -13.2152 | 55.8598 | 29.9925 | 255.2826 | 32.6109 | 33.297 | 33.8222 | 34.2625 | 34.5943 | 34.8896 | 35.1762 | 35.4395 | 35.638 | 35.808 | 35.961 | 36.1282 | 36.2767 | 36.3685 | 36.4829 | 36.5795 | 36.6767 | 36.7906 | 36.9459 | 37.1425 | 37.294 | 37.335 | 37.4398 | 37.6198 | 37.819 | 37.9858
Best Commercial HPWH (FS) | Efficient uncompeted | Northwest, Great Basin, California, Rocky Mountains, Upper Midwest, Lower Midwest, Lakes/Mid-Atl., Texas, Southwest, Southeast, Northeast | Commercial (New), Commercial (Existing) | Water Heating | -13.2152 | 55.8598 | 29.9925 | 255.2826 | 12.5352 | 11.655 | 10.5601 | 9.6357 | 8.8047 | 8.2783 | 7.9852 | 7.8115 | 7.7207 | 7.5499 | 7.4424 | 7.2704 | 7.2416 | 7.1649 | 7.1092 | 7.1151 | 7.1683 | 7.195 | 7.1616 | 7.1249 | 7.0469 | 6.9081 | 6.8488 | 6.744 | 6.7437 | 6.6645
Best Commercial HPWH (FS) | Baseline competed | Northwest, Great Basin, California, Rocky Mountains, Upper Midwest, Lower Midwest, Lakes/Mid-Atl., Texas, Southwest, Southeast, Northeast | Commercial (New), Commercial (Existing) | Water Heating | -13.2152 | 55.8598 | 29.9925 | 255.2826 | 0.44227 | 0.44908 | 0.4549 | 0.46088 | 0.46357 | 0 | 0 | 0 | 0 | 0 | 0 | 0 | 0 | 0 | 0 | 0 | 0 | 0 | 0 | 0 | 0 | 0 | 0 | 0 | 0 | 0
Best Commercial HPWH (FS) | Efficient competed | Northwest, Great Basin, California, Rocky Mountains, Upper Midwest, Lower Midwest, Lakes/Mid-Atl., Texas, Southwest, Southeast, Northeast | Commercial (New), Commercial (Existing) | Water Heating | -13.2152 | 55.8598 | 29.9925 | 255.2826 | 0.082018 | 0.074391 | 0.067278 | 0.063121 | 0.059853 | 0 | 0 | 0 | 0 | 0 | 0 | 0 | 0 | 0 | 0 | 0 | 0 | 0 | 0 | 0 | 0 | 0 | 0 | 0 | 0 | 0
Best Commercial Refrigeration | Baseline uncompeted | Northwest, Great Basin, California, Rocky Mountains, Upper Midwest, Lower Midwest, Lakes/Mid-Atl., Texas, Southwest, Southeast, Northeast | Commercial (New), Commercial (Existing) | Refrigeration | -20.9617 | 45.3709 | 86.1939 | 5804.8465 | 46.8199 | 41.9803 | 37.2498 | 33.5298 | 30.993 | 29.0965 | 28.1462 | 27.4889 | 27.2729 | 26.6667 | 26.3728 | 25.9887 | 25.8443 | 25.749 | 25.5669 | 25.4596 | 25.5067 | 25.5073 | 25.3126 | 24.6708 | 24.4042 | 23.8636 | 23.5334 | 23.2034 | 23.1349 | 22.854
Best Commercial Refrigeration | Efficient uncompeted | Northwest, Great Basin, California, Rocky Mountains, Upper Midwest, Lower Midwest, Lakes/Mid-Atl., Texas, Southwest, Southeast, Northeast | Commercial (New), Commercial (Existing) | Refrigeration | -20.9617 | 45.3709 | 86.1939 | 5804.8465 | 36.9076 | 33.1255 | 29.4021 | 26.4691 | 24.4573 | 22.9645 | 22.2061 | 21.6772 | 21.5002 | 21.0209 | 20.7803 | 20.4638 | 20.346 | 20.2641 | 20.1153 | 20.0271 | 20.0647 | 20.0635 | 19.9046 | 19.4089 | 19.2004 | 18.7686 | 18.5093 | 18.2464 | 18.194 | 17.9708
Best Commercial Refrigeration | Baseline competed | Northwest, Great Basin, California, Rocky Mountains, Upper Midwest, Lower Midwest, Lakes/Mid-Atl., Texas, Southwest, Southeast, Northeast | Commercial (New), Commercial (Existing) | Refrigeration | -20.9617 | 45.3709 | 86.1939 | 5804.8465 | 0 | 0 | 0 | 0 | 0 | 0 | 0 | 0 | 0 | 0 | 0 | 0 | 0 | 0 | 0 | 0 | 0 | 0 | 0 | 0 | 0 | 0 | 0 | 0 | 0 | 0
Best Commercial Refrigeration | Efficient competed | Northwest, Great Basin, California, Rocky Mountains, Upper Midwest, Lower Midwest, Lakes/Mid-Atl., Texas, Southwest, Southeast, Northeast | Commercial (New), Commercial (Existing) | Refrigeration | -20.9617 | 45.3709 | 86.1939 | 5804.8465 | 0 | 0 | 0 | 0 | 0 | 0 | 0 | 0 | 0 | 0 | 0 | 0 | 0 | 0 | 0 | 0 | 0 | 0 | 0 | 0 | 0 | 0 | 0 | 0 | 0 | 0
Best Res. ASHP, Env., PC (EE+DF-FS) | Baseline uncompeted | California, Upper Midwest, Lower Midwest, Texas, Southwest, Southeast | Residential (New), Residential (Existing) | Heating (Equip.), Cooling (Equip.) | 6.4488 | 9.4337 | 19.5383 | 392.2367 | 93.9537 | 90.7317 | 87.3081 | 84.8138 | 83.3625 | 77.8958 | 76.7531 | 75.6296 | 75.5127 | 75.1461 | 79.461 | 79.3497 | 79.0702 | 79.1693 | 78.972 | 80.5466 | 80.6185 | 80.6012 | 80.4654 | 80.0799 | 82.1899 | 81.982 | 81.7773 | 81.6722 | 81.6892 | 80.5361
Best Res. ASHP, Env., PC (EE+DF-FS) | Efficient uncompeted | California, Upper Midwest, Lower Midwest, Texas, Southwest, Southeast | Residential (New), Residential (Existing) | Heating (Equip.), Cooling (Equip.) | 6.4488 | 9.4337 | 19.5383 | 392.2367 | 23.5611 | 20.68 | 17.6583 | 15.4827 | 14.283 | 13.8293 | 13.2252 | 12.6473 | 12.7826 | 12.6954 | 11.7349 | 11.8736 | 11.8558 | 12.1001 | 12.0106 | 11.6137 | 11.7584 | 11.8521 | 11.8167 | 11.6709 | 10.9974 | 10.9479 | 10.9492 | 10.9762 | 11.0436 | 10.6126
Best Res. ASHP, Env., PC (EE+DF-FS) | Baseline competed | California, Upper Midwest, Lower Midwest, Texas, Southwest, Southeast | Residential (New), Residential (Existing) | Heating (Equip.), Cooling (Equip.) | 6.4488 | 9.4337 | 19.5383 | 392.2367 | 2.4176 | 2.4255 | 2.429 | 2.4282 | 2.4235 | 0.000701 | 0.000698 | 0.000705 | 0.008151 | 0.007839 | 0.008737 | 0.008367 | 0.008019 | 0.007727 | 0.007307 | 0.00068 | 0.000682 | 0.000687 | 0.000691 | 0.000687 | 0.000762 | 0.000806 | 0.000837 | 0.000854 | 0.000896 | 0.000997
Best Res. ASHP, Env., PC (EE+DF-FS) | Efficient competed | California, Upper Midwest, Lower Midwest, Texas, Southwest, Southeast | Residential (New), Residential (Existing) | Heating (Equip.), Cooling (Equip.) | 6.4488 | 9.4337 | 19.5383 | 392.2367 | 0.34161 | 0.31855 | 0.28387 | 0.25872 | 0.24317 | 6.3e-05 | 6e-05 | 5.9e-05 | 0.000977 | 0.000945 | 0.000952 | 0.000932 | 0.000912 | 0.000905 | 0.000874 | 0.000178 | 0.000181 | 0.000185 | 0.000188 | 0.000187 | 0.000194 | 0.000205 | 0.000212 | 0.000218 | 0.000227 | 0.000242
Best Res. ASHP, Env., PC (EE+DF-FS) CC | Baseline uncompeted | Northwest, Great Basin, Rocky Mountains, Upper Midwest, Lakes/Mid-Atl., Northeast | Residential (New), Residential (Existing) | Heating (Equip.), Cooling (Equip.) | 2.4068 | 12.4667 | 19.0395 | 368.979 | 161.2226 | 160.5237 | 159.4664 | 158.035 | 156.1443 | 132.7591 | 131.4637 | 130.4021 | 129.4888 | 128.5445 | 140.6158 | 139.6815 | 138.8266 | 137.8586 | 137.2075 | 120.5747 | 120.2441 | 119.8983 | 119.5778 | 119.2711 | 124.2203 | 123.7317 | 123.3341 | 122.8063 | 122.4394 | 120.4548
Best Res. ASHP, Env., PC (EE+DF-FS) CC | Efficient uncompeted | Northwest, Great Basin, Rocky Mountains, Upper Midwest, Lakes/Mid-Atl., Northeast | Residential (New), Residential (Existing) | Heating (Equip.), Cooling (Equip.) | 2.4068 | 12.4667 | 19.0395 | 368.979 | 41.8126 | 38.3381 | 35.2263 | 31.4186 | 27.6499 | 24.1546 | 23.538 | 23.116 | 22.958 | 22.5841 | 23.3664 | 22.8565 | 22.6072 | 21.5137 | 21.4256 | 20.2719 | 20.5023 | 20.5936 | 20.4737 | 20.1779 | 19.8273 | 19.5593 | 19.3001 | 18.7906 | 18.586 | 17.7098
Best Res. ASHP, Env., PC (EE+DF-FS) CC | Baseline competed | Northwest, Great Basin, Rocky Mountains, Upper Midwest, Lakes/Mid-Atl., Northeast | Residential (New), Residential (Existing) | Heating (Equip.), Cooling (Equip.) | 2.4068 | 12.4667 | 19.0395 | 368.979 | 1.0642 | 1.0704 | 1.0745 | 1.0768 | 1.0775 | 0.002032 | 0.002005 | 0.001967 | 0.00488 | 0.004652 | 0.003747 | 0.003584 | 0.003501 | 0.00341 | 0.003138 | 0.000282 | 0.000296 | 0.000311 | 0.000331 | 0.000356 | 0.000383 | 0.000413 | 0.000448 | 0.000467 | 0.000523 | 0.000568
Best Res. ASHP, Env., PC (EE+DF-FS) CC | Efficient competed | Northwest, Great Basin, Rocky Mountains, Upper Midwest, Lakes/Mid-Atl., Northeast | Residential (New), Residential (Existing) | Heating (Equip.), Cooling (Equip.) | 2.4068 | 12.4667 | 19.0395 | 368.979 | 0.24788 | 0.24321 | 0.22958 | 0.20736 | 0.19378 | 0.000335 | 0.000329 | 0.000332 | 0.000895 | 0.000866 | 0.000628 | 0.000608 | 0.000594 | 0.000574 | 0.000535 | 9.1e-05 | 9.7e-05 | 0.000103 | 0.00011 | 0.000118 | 0.000122 | 0.00013 | 0.00014 | 0.000145 | 0.000161 | 0.000167
Best Res. ASHP, Env., PC (EE+DF-LFL) | Baseline uncompeted | California, Upper Midwest, Lower Midwest, Texas, Southwest, Southeast | Residential (New), Residential (Existing) | Heating (Equip.), Cooling (Equip.) | 10.441 | 7.4184 | 16.7862 | 1004.9061 | 31.2436 | 27.1724 | 23.043 | 20.4486 | 19.2784 | 19.5674 | 18.9549 | 18.5162 | 18.4489 | 18.1076 | 17.598 | 17.5168 | 17.6923 | 17.8967 | 18.0055 | 17.5508 | 17.6392 | 17.781 | 17.88 | 17.0838 | 16.8284 | 16.7866 | 16.6552 | 16.827 | 16.9805 | 16.7949
Best Res. ASHP, Env., PC (EE+DF-LFL) | Efficient uncompeted | California, Upper Midwest, Lower Midwest, Texas, Southwest, Southeast | Residential (New), Residential (Existing) | Heating (Equip.), Cooling (Equip.) | 10.441 | 7.4184 | 16.7862 | 1004.9061 | 12.447 | 10.8425 | 9.2425 | 8.2394 | 7.8879 | 8.2077 | 7.9928 | 7.8297 | 7.8427 | 7.7644 | 6.8107 | 6.7997 | 6.876 | 6.9902 | 7.0533 | 6.6073 | 6.6723 | 6.7433 | 6.797 | 6.5037 | 6.1743 | 6.2029 | 6.174 | 6.2539 | 6.3401 | 6.1146
Best Res. ASHP, Env., PC (EE+DF-LFL) | Baseline competed | California, Upper Midwest, Lower Midwest, Texas, Southwest, Southeast | Residential (New), Residential (Existing) | Heating (Equip.), Cooling (Equip.) | 10.441 | 7.4184 | 16.7862 | 1004.9061 | 0.063236 | 0.055294 | 0.04781 | 0.043708 | 0.043426 | 0.000566 | 0.000586 | 0.000607 | 0.03593 | 0.034528 | 0.039119 | 0.038286 | 0.03792 | 0.037885 | 0.037511 | 0.017904 | 0.018122 | 0.018819 | 0.019155 | 0.018418 | 0.019051 | 0.019638 | 0.019893 | 0.020352 | 0.021009 | 0.022076
Best Res. ASHP, Env., PC (EE+DF-LFL) | Efficient competed | California, Upper Midwest, Lower Midwest, Texas, Southwest, Southeast | Residential (New), Residential (Existing) | Heating (Equip.), Cooling (Equip.) | 10.441 | 7.4184 | 16.7862 | 1004.9061 | 0.031165 | 0.027191 | 0.023485 | 0.021393 | 0.021308 | 0.000272 | 0.000282 | 0.000293 | 0.017206 | 0.016604 | 0.016972 | 0.016618 | 0.016444 | 0.016459 | 0.016298 | 0.007496 | 0.007601 | 0.0079 | 0.008044 | 0.007733 | 0.007732 | 0.007996 | 0.008103 | 0.00829 | 0.008575 | 0.008754
Best Res. ASHP, Env., PC (EE+DF-LFL) CC | Baseline uncompeted | Northwest, Great Basin, Rocky Mountains, Upper Midwest, Lakes/Mid-Atl., Northeast | Residential (New), Residential (Existing) | Heating (Equip.), Cooling (Equip.) | 4.6929 | 10.5985 | 27.7656 | 1354.7158 | 9.1754 | 8.6201 | 8.0862 | 7.4683 | 6.8515 | 6.418 | 6.1756 | 6.142 | 5.961 | 5.772 | 5.8136 | 5.7811 | 5.6644 | 5.6045 | 5.593 | 5.531 | 5.6153 | 5.6529 | 5.6792 | 5.6637 | 5.6042 | 5.5466 | 5.5264 | 5.4201 | 5.471 | 5.2289
Best Res. ASHP, Env., PC (EE+DF-LFL) CC | Efficient uncompeted | Northwest, Great Basin, Rocky Mountains, Upper Midwest, Lakes/Mid-Atl., Northeast | Residential (New), Residential (Existing) | Heating (Equip.), Cooling (Equip.) | 4.6929 | 10.5985 | 27.7656 | 1354.7158 | 3.7676 | 3.5418 | 3.3237 | 3.0545 | 2.7841 | 2.8027 | 2.7114 | 2.7105 | 2.6527 | 2.5987 | 2.388 | 2.3865 | 2.3496 | 2.3191 | 2.3235 | 2.2301 | 2.2837 | 2.3143 | 2.3317 | 2.3166 | 2.2592 | 2.2479 | 2.2423 | 2.2035 | 2.2342 | 2.094
Best Res. ASHP, Env., PC (EE+DF-LFL) CC | Baseline competed | Northwest, Great Basin, Rocky Mountains, Upper Midwest, Lakes/Mid-Atl., Northeast | Residential (New), Residential (Existing) | Heating (Equip.), Cooling (Equip.) | 4.6929 | 10.5985 | 27.7656 | 1354.7158 | 0.001081 | 0.001049 | 0.001015 | 0.000973 | 0.000922 | 0.00042 | 0.000416 | 0.000424 | 0.030092 | 0.0287 | 0.031372 | 0.030641 | 0.029688 | 0.029012 | 0.028625 | 0.017487 | 0.017708 | 0.017808 | 0.017885 | 0.017888 | 0.018149 | 0.01799 | 0.017969 | 0.017522 | 0.018029 | 0.017802
Best Res. ASHP, Env., PC (EE+DF-LFL) CC | Efficient competed | Northwest, Great Basin, Rocky Mountains, Upper Midwest, Lakes/Mid-Atl., Northeast | Residential (New), Residential (Existing) | Heating (Equip.), Cooling (Equip.) | 4.6929 | 10.5985 | 27.7656 | 1354.7158 | 0.000644 | 0.000621 | 0.000598 | 0.000569 | 0.000535 | 0.000237 | 0.000235 | 0.00024 | 0.016662 | 0.015979 | 0.015736 | 0.015413 | 0.014959 | 0.014602 | 0.014421 | 0.008459 | 0.008609 | 0.008682 | 0.00872 | 0.008666 | 0.008646 | 0.00859 | 0.008572 | 0.008358 | 0.008614 | 0.008354
Best Res. ASHP, Env., PC (EE+DF-RST) | Baseline uncompeted | California, Upper Midwest, Lower Midwest, Texas, Southwest, Southeast | Residential (New), Residential (Existing) | Heating (Equip.), Cooling (Equip.) | -0.6334 | 15.7882 | 33.6563 | 2192.0426 | 32.0471 | 27.9488 | 23.7292 | 20.8037 | 18.9696 | 17.3429 | 16.4221 | 15.6814 | 15.7075 | 15.4079 | 15.5485 | 15.5606 | 15.3782 | 15.4438 | 15.2951 | 15.174 | 15.2416 | 15.2928 | 15.1789 | 14.8562 | 14.6808 | 14.5238 | 14.4483 | 14.398 | 14.368 | 14.1319
Best Res. ASHP, Env., PC (EE+DF-RST) | Efficient uncompeted | California, Upper Midwest, Lower Midwest, Texas, Southwest, Southeast | Residential (New), Residential (Existing) | Heating (Equip.), Cooling (Equip.) | -0.6334 | 15.7882 | 33.6563 | 2192.0426 | 10.3081 | 9.02 | 7.6975 | 6.7529 | 6.2377 | 6.0998 | 5.8222 | 5.5913 | 5.6388 | 5.6002 | 5.0679 | 5.1034 | 5.0672 | 5.1386 | 5.1161 | 4.899 | 4.9606 | 5.0009 | 4.9967 | 4.919 | 4.603 | 4.6131 | 4.612 | 4.6206 | 4.6558 | 4.5122
Best Res. ASHP, Env., PC (EE+DF-RST) | Baseline competed | California, Upper Midwest, Lower Midwest, Texas, Southwest, Southeast | Residential (New), Residential (Existing) | Heating (Equip.), Cooling (Equip.) | -0.6334 | 15.7882 | 33.6563 | 2192.0426 | 0.014183 | 0.01319 | 0.011976 | 0.011223 | 0.010991 | 0.000196 | 0.000196 | 0.000199 | 0.009157 | 0.008721 | 0.01046 | 0.010246 | 0.009919 | 0.009764 | 0.009477 | 0.005778 | 0.005722 | 0.00577 | 0.005714 | 0.005586 | 0.005906 | 0.00594 | 0.005948 | 0.005921 | 0.005931 | 0.006123
Best Res. ASHP, Env., PC (EE+DF-RST) | Efficient competed | California, Upper Midwest, Lower Midwest, Texas, Southwest, Southeast | Residential (New), Residential (Existing) | Heating (Equip.), Cooling (Equip.) | -0.6334 | 15.7882 | 33.6563 | 2192.0426 | 0.004562 | 0.004257 | 0.003885 | 0.003643 | 0.003614 | 6.9e-05 | 6.9e-05 | 7.1e-05 | 0.002981 | 0.002876 | 0.003125 | 0.00308 | 0.002996 | 0.002979 | 0.002908 | 0.001723 | 0.001722 | 0.001745 | 0.001741 | 0.001713 | 0.001722 | 0.001754 | 0.001766 | 0.001769 | 0.00179 | 0.001824
Best Res. ASHP, Env., PC (EE+DF-RST) CC | Baseline uncompeted | Northwest, Great Basin, Rocky Mountains, Upper Midwest, Lakes/Mid-Atl., Northeast | Residential (New), Residential (Existing) | Heating (Equip.), Cooling (Equip.) | -0.3785 | 15.4642 | 35.978 | 1965.0945 | 18.1776 | 16.8594 | 15.6497 | 14.2489 | 12.8507 | 11.2492 | 10.9003 | 10.8189 | 10.6257 | 10.3678 | 10.9478 | 10.8103 | 10.5954 | 10.1882 | 10.149 | 9.9163 | 9.985 | 9.9928 | 9.9861 | 9.958 | 9.8505 | 9.6997 | 9.6628 | 9.5077 | 9.4846 | 9.1595
Best Res. ASHP, Env., PC (EE+DF-RST) CC | Efficient uncompeted | Northwest, Great Basin, Rocky Mountains, Upper Midwest, Lakes/Mid-Atl., Northeast | Residential (New), Residential (Existing) | Heating (Equip.), Cooling (Equip.) | -0.3785 | 15.4642 | 35.978 | 1965.0945 | 6.7439 | 6.246 | 5.7904 | 5.2227 | 4.6515 | 4.5047 | 4.402 | 4.3939 | 4.3769 | 4.3344 | 4.1593 | 4.1221 | 4.0627 | 3.8767 | 3.8803 | 3.6762 | 3.7253 | 3.7511 | 3.7601 | 3.7517 | 3.6637 | 3.6263 | 3.6193 | 3.5703 | 3.5721 | 3.3999
Best Res. ASHP, Env., PC (EE+DF-RST) CC | Baseline competed | Northwest, Great Basin, Rocky Mountains, Upper Midwest, Lakes/Mid-Atl., Northeast | Residential (New), Residential (Existing) | Heating (Equip.), Cooling (Equip.) | -0.3785 | 15.4642 | 35.978 | 1965.0945 | 0.000983 | 0.000967 | 0.000953 | 0.000918 | 0.000873 | 0.000318 | 0.000317 | 0.000321 | 0.014878 | 0.013926 | 0.018234 | 0.017538 | 0.016717 | 0.015519 | 0.0148 | 0.009797 | 0.009548 | 0.009301 | 0.009104 | 0.008921 | 0.009398 | 0.009039 | 0.008876 | 0.008537 | 0.008507 | 0.008555
Best Res. ASHP, Env., PC (EE+DF-RST) CC | Efficient competed | Northwest, Great Basin, Rocky Mountains, Upper Midwest, Lakes/Mid-Atl., Northeast | Residential (New), Residential (Existing) | Heating (Equip.), Cooling (Equip.) | -0.3785 | 15.4642 | 35.978 | 1965.0945 | 0.000365 | 0.000358 | 0.000353 | 0.000336 | 0.000316 | 0.000126 | 0.000127 | 0.00013 | 0.004992 | 0.004728 | 0.00597 | 0.005746 | 0.005501 | 0.005025 | 0.004801 | 0.003215 | 0.00315 | 0.003083 | 0.003023 | 0.002963 | 0.003105 | 0.002995 | 0.002942 | 0.002836 | 0.00283 | 0.002799
Best Res. Clothes Dryer (EE+DF) | Baseline uncompeted | Northwest, Great Basin, California, Rocky Mountains, Upper Midwest, Lower Midwest, Lakes/Mid-Atl., Texas, Southwest, Southeast, Northeast | Residential (New), Residential (Existing) | Other | 4.6973 | 9.5671 | 22.3812 | 1746.8505 | 21.4711 | 19.4866 | 17.4288 | 15.6606 | 14.4801 | 13.4114 | 13.0453 | 12.8545 | 12.9081 | 12.7573 | 12.354 | 12.3731 | 12.3545 | 12.3106 | 12.334 | 11.7332 | 11.8759 | 11.9946 | 12.0313 | 11.8842 | 11.5286 | 11.441 | 11.4084 | 11.366 | 11.4153 | 11.3863
Best Res. Clothes Dryer (EE+DF) | Efficient uncompeted | Northwest, Great Basin, California, Rocky Mountains, Upper Midwest, Lower Midwest, Lakes/Mid-Atl., Texas, Southwest, Southeast, Northeast | Residential (New), Residential (Existing) | Other | 4.6973 | 9.5671 | 22.3812 | 1746.8505 | 10.0119 | 9.0867 | 8.1196 | 7.2969 | 6.7444 | 6.2327 | 6.0562 | 5.964 | 5.9798 | 5.9077 | 5.7619 | 5.7683 | 5.7585 | 5.7321 | 5.7447 | 5.4869 | 5.5531 | 5.6083 | 5.6283 | 5.5606 | 5.4424 | 5.4046 | 5.3913 | 5.3744 | 5.3984 | 5.4081
Best Res. Clothes Dryer (EE+DF) | Baseline competed | Northwest, Great Basin, California, Rocky Mountains, Upper Midwest, Lower Midwest, Lakes/Mid-Atl., Texas, Southwest, Southeast, Northeast | Residential (New), Residential (Existing) | Other | 4.6973 | 9.5671 | 22.3812 | 1746.8505 | 0 | 0 | 0 | 0 | 0 | 0 | 0 | 0 | 0 | 0 | 0 | 0 | 0 | 0 | 0 | 0 | 0 | 0 | 0 | 0 | 0 | 0 | 0 | 0 | 0 | 0
Best Res. Clothes Dryer (EE+DF) | Efficient competed | Northwest, Great Basin, California, Rocky Mountains, Upper Midwest, Lower Midwest, Lakes/Mid-Atl., Texas, Southwest, Southeast, Northeast | Residential (New), Residential (Existing) | Other | 4.6973 | 9.5671 | 22.3812 | 1746.8505 | 0 | 0 | 0 | 0 | 0 | 0 | 0 | 0 | 0 | 0 | 0 | 0 | 0 | 0 | 0 | 0 | 0 | 0 | 0 | 0 | 0 | 0 | 0 | 0 | 0 | 0
Best Res. Clothes Washer (EE+DF) | Baseline uncompeted | Northwest, Great Basin, California, Rocky Mountains, Upper Midwest, Lower Midwest, Lakes/Mid-Atl., Texas, Southwest, Southeast, Northeast | Residential (New), Residential (Existing) | Other | -21.7229 | 82.3855 | 248.1534 | 24286.2603 | 3.4145 | 3.0718 | 2.7274 | 2.439 | 2.2363 | 2.0869 | 2.0259 | 1.9862 | 1.9885 | 1.9605 | 1.8636 | 1.8564 | 1.8483 | 1.8436 | 1.8419 | 1.7399 | 1.7577 | 1.7693 | 1.7667 | 1.7374 | 1.6633 | 1.6424 | 1.6311 | 1.6146 | 1.611 | 1.5916
Best Res. Clothes Washer (EE+DF) | Efficient uncompeted | Northwest, Great Basin, California, Rocky Mountains, Upper Midwest, Lower Midwest, Lakes/Mid-Atl., Texas, Southwest, Southeast, Northeast | Residential (New), Residential (Existing) | Other | -21.7229 | 82.3855 | 248.1534 | 24286.2603 | 2.811 | 2.5303 | 2.2457 | 2.0089 | 1.8419 | 1.7205 | 1.6685 | 1.6345 | 1.6343 | 1.6112 | 1.5542 | 1.5476 | 1.54 | 1.5341 | 1.5329 | 1.4561 | 1.4708 | 1.4803 | 1.4784 | 1.4541 | 1.4088 | 1.3919 | 1.3832 | 1.3701 | 1.3678 | 1.3605
Best Res. Clothes Washer (EE+DF) | Baseline competed | Northwest, Great Basin, California, Rocky Mountains, Upper Midwest, Lower Midwest, Lakes/Mid-Atl., Texas, Southwest, Southeast, Northeast | Residential (New), Residential (Existing) | Other | -21.7229 | 82.3855 | 248.1534 | 24286.2603 | 0.000412 | 0.000369 | 0.000326 | 0.000291 | 0.000266 | 0.00019 | 0.000184 | 0.00018 | 0.00018 | 0.000177 | 0.000167 | 0.000166 | 0.000165 | 0.000164 | 0.000164 | 0.000155 | 0.000156 | 0.000156 | 0.000156 | 0.000153 | 0.000143 | 0.000141 | 0.000139 | 0.000137 | 0.000136 | 0.000134
Best Res. Clothes Washer (EE+DF) | Efficient competed | Northwest, Great Basin, California, Rocky Mountains, Upper Midwest, Lower Midwest, Lakes/Mid-Atl., Texas, Southwest, Southeast, Northeast | Residential (New), Residential (Existing) | Other | -21.7229 | 82.3855 | 248.1534 | 24286.2603 | 0.000339 | 0.000304 | 0.000268 | 0.00024 | 0.000219 | 0.000156 | 0.000151 | 0.000148 | 0.000148 | 0.000146 | 0.000139 | 0.000138 | 0.000137 | 0.000137 | 0.000136 | 0.000129 | 0.00013 | 0.000131 | 0.00013 | 0.000128 | 0.000121 | 0.000119 | 0.000118 | 0.000116 | 0.000116 | 0.000114
Best Res. Dishwasher (EE+DF) | Baseline uncompeted | Northwest, Great Basin, California, Rocky Mountains, Upper Midwest, Lower Midwest, Lakes/Mid-Atl., Texas, Southwest, Southeast, Northeast | Residential (New), Residential (Existing) | Other | -13.0687 | 54.8832 | 176.108 | 12151.3984 | 2.645 | 2.3964 | 2.1393 | 1.9251 | 1.7809 | 1.7298 | 1.6896 | 1.6688 | 1.686 | 1.6825 | 1.7115 | 1.7212 | 1.7298 | 1.74 | 1.7542 | 1.68 | 1.7114 | 1.7379 | 1.7485 | 1.7352 | 1.6789 | 1.6705 | 1.6727 | 1.6691 | 1.68 | 1.6978
Best Res. Dishwasher (EE+DF) | Efficient uncompeted | Northwest, Great Basin, California, Rocky Mountains, Upper Midwest, Lower Midwest, Lakes/Mid-Atl., Texas, Southwest, Southeast, Northeast | Residential (New), Residential (Existing) | Other | -13.0687 | 54.8832 | 176.108 | 12151.3984 | 1.3807 | 1.2503 | 1.115 | 1.003 | 0.9272 | 0.88789 | 0.86649 | 0.85586 | 0.86326 | 0.86115 | 0.87861 | 0.88303 | 0.8873 | 0.89131 | 0.89878 | 0.86703 | 0.88332 | 0.89692 | 0.90313 | 0.89663 | 0.8825 | 0.87891 | 0.88034 | 0.8788 | 0.88479 | 0.89502
Best Res. Dishwasher (EE+DF) | Baseline competed | Northwest, Great Basin, California, Rocky Mountains, Upper Midwest, Lower Midwest, Lakes/Mid-Atl., Texas, Southwest, Southeast, Northeast | Residential (New), Residential (Existing) | Other | -13.0687 | 54.8832 | 176.108 | 12151.3984 | 1.9e-05 | 1.6e-05 | 1.3e-05 | 1.1e-05 | 9e-06 | 8e-06 | 8e-06 | 7e-06 | 7e-06 | 7e-06 | 6e-06 | 6e-06 | 6e-06 | 6e-06 | 5e-06 | 5e-06 | 5e-06 | 5e-06 | 4e-06 | 4e-06 | 4e-06 | 4e-06 | 4e-06 | 3e-06 | 3e-06 | 3e-06
Best Res. Dishwasher (EE+DF) | Efficient competed | Northwest, Great Basin, California, Rocky Mountains, Upper Midwest, Lower Midwest, Lakes/Mid-Atl., Texas, Southwest, Southeast, Northeast | Residential (New), Residential (Existing) | Other | -13.0687 | 54.8832 | 176.108 | 12151.3984 | 1e-05 | 8e-06 | 7e-06 | 6e-06 | 5e-06 | 4e-06 | 4e-06 | 4e-06 | 4e-06 | 3e-06 | 3e-06 | 3e-06 | 3e-06 | 3e-06 | 3e-06 | 3e-06 | 2e-06 | 2e-06 | 2e-06 | 2e-06 | 2e-06 | 2e-06 | 2e-06 | 2e-06 | 2e-06 | 2e-06
Best Res. GSHP (FS) | Baseline uncompeted | Northwest, Great Basin, California, Rocky Mountains, Upper Midwest, Lower Midwest, Lakes/Mid-Atl., Texas, Southwest, Southeast, Northeast | Residential (New), Residential (Existing) | Heating (Equip.), Cooling (Equip.) | -16.4479 | 69.1669 | 109.6837 | 1387.8262 | 260.3575 | 256.8671 | 252.7498 | 249.1277 | 245.9431 | 242.8308 | 240.2068 | 237.7363 | 236.3427 | 234.7122 | 233.4291 | 232.1857 | 230.8704 | 229.7525 | 228.7213 | 227.9195 | 227.3335 | 226.6772 | 225.9561 | 225.0531 | 224.2933 | 223.4315 | 222.6821 | 221.9389 | 221.4157 | 220.6664
Best Res. GSHP (FS) | Efficient uncompeted | Northwest, Great Basin, California, Rocky Mountains, Upper Midwest, Lower Midwest, Lakes/Mid-Atl., Texas, Southwest, Southeast, Northeast | Residential (New), Residential (Existing) | Heating (Equip.), Cooling (Equip.) | -16.4479 | 69.1669 | 109.6837 | 1387.8262 | 94.9027 | 85.7179 | 76.594 | 68.4128 | 61.7137 | 57.1507 | 55.0346 | 53.3709 | 52.8846 | 51.752 | 51.0937 | 50.2007 | 49.91 | 49.3812 | 49.0133 | 49.1336 | 49.5957 | 49.7849 | 49.5039 | 48.9966 | 48.102 | 47.3321 | 46.9683 | 46.2833 | 46.1037 | 45.5926
Best Res. GSHP (FS) | Baseline competed | Northwest, Great Basin, California, Rocky Mountains, Upper Midwest, Lower Midwest, Lakes/Mid-Atl., Texas, Southwest, Southeast, Northeast | Residential (New), Residential (Existing) | Heating (Equip.), Cooling (Equip.) | -16.4479 | 69.1669 | 109.6837 | 1387.8262 | 0 | 0 | 0 | 0 | 0 | 0 | 0 | 0 | 0 | 0 | 0 | 0 | 0 | 0 | 0 | 0 | 0 | 0 | 0 | 0 | 0 | 0 | 0 | 0 | 0 | 0
Best Res. GSHP (FS) | Efficient competed | Northwest, Great Basin, California, Rocky Mountains, Upper Midwest, Lower Midwest, Lakes/Mid-Atl., Texas, Southwest, Southeast, Northeast | Residential (New), Residential (Existing) | Heating (Equip.), Cooling (Equip.) | -16.4479 | 69.1669 | 109.6837 | 1387.8262 | 0 | 0 | 0 | 0 | 0 | 0 | 0 | 0 | 0 | 0 | 0 | 0 | 0 | 0 | 0 | 0 | 0 | 0 | 0 | 0 | 0 | 0 | 0 | 0 | 0 | 0
Best Res. GSHP (LFL) | Baseline uncompeted | Northwest, Great Basin, California, Rocky Mountains, Upper Midwest, Lower Midwest, Lakes/Mid-Atl., Texas, Southwest, Southeast, Northeast | Residential (New), Residential (Existing) | Heating (Equip.), Cooling (Equip.) | 999 | 0 | -12.7543 | -791.2073 | 2.0111 | 1.8998 | 1.7711 | 1.6553 | 1.5715 | 1.5259 | 1.5283 | 1.5442 | 1.5919 | 1.6023 | 1.6519 | 1.7027 | 1.7626 | 1.8129 | 1.8622 | 1.9107 | 1.9828 | 2.0462 | 2.0942 | 2.115 | 2.1458 | 2.1637 | 2.1922 | 2.2163 | 2.2559 | 2.2729
Best Res. GSHP (LFL) | Efficient uncompeted | Northwest, Great Basin, California, Rocky Mountains, Upper Midwest, Lower Midwest, Lakes/Mid-Atl., Texas, Southwest, Southeast, Northeast | Residential (New), Residential (Existing) | Heating (Equip.), Cooling (Equip.) | 999 | 0 | -12.7543 | -791.2073 | 1.6193 | 1.5316 | 1.4298 | 1.3378 | 1.2714 | 1.236 | 1.2394 | 1.2539 | 1.2942 | 1.3042 | 1.3462 | 1.3893 | 1.4397 | 1.4823 | 1.5244 | 1.5659 | 1.6269 | 1.6809 | 1.7223 | 1.7413 | 1.769 | 1.786 | 1.8117 | 1.8339 | 1.8688 | 1.8853
Best Res. GSHP (LFL) | Baseline competed | Northwest, Great Basin, California, Rocky Mountains, Upper Midwest, Lower Midwest, Lakes/Mid-Atl., Texas, Southwest, Southeast, Northeast | Residential (New), Residential (Existing) | Heating (Equip.), Cooling (Equip.) | 999 | 0 | -12.7543 | -791.2073 | 1.9807 | 1.8682 | 1.7392 | 1.6234 | 1.5393 | 1.493 | 1.4937 | 1.5079 | 1.5392 | 1.5303 | 1.338 | 1.405 | 1.4791 | 1.5452 | 1.6089 | 1.6713 | 1.7536 | 1.8269 | 1.8856 | 1.9188 | 1.9604 | 1.9887 | 2.0259 | 2.0589 | 2.1047 | 2.1291
Best Res. GSHP (LFL) | Efficient competed | Northwest, Great Basin, California, Rocky Mountains, Upper Midwest, Lower Midwest, Lakes/Mid-Atl., Texas, Southwest, Southeast, Northeast | Residential (New), Residential (Existing) | Heating (Equip.), Cooling (Equip.) | 999 | 0 | -12.7543 | -791.2073 | 1.5948 | 1.5062 | 1.404 | 1.312 | 1.2453 | 1.2092 | 1.2114 | 1.2244 | 1.2513 | 1.2456 | 1.0904 | 1.1464 | 1.2081 | 1.2634 | 1.3171 | 1.3698 | 1.4389 | 1.5007 | 1.5508 | 1.5797 | 1.6161 | 1.6416 | 1.6743 | 1.7036 | 1.7436 | 1.766
Best Res. GSHP (RST) | Baseline uncompeted | Northwest, Great Basin, California, Rocky Mountains, Upper Midwest, Lower Midwest, Lakes/Mid-Atl., Texas, Southwest, Southeast, Northeast | Residential (New), Residential (Existing) | Heating (Equip.), Cooling (Equip.) | -13.9267 | 51.4326 | 98.1281 | 6374.9544 | 49.8763 | 44.4591 | 39.0231 | 34.6683 | 31.4105 | 29.0495 | 27.7056 | 26.8344 | 26.6072 | 25.9259 | 25.7019 | 25.5289 | 25.09 | 24.717 | 24.4686 | 24.2917 | 24.3788 | 24.3954 | 24.2356 | 23.8764 | 23.6238 | 23.2877 | 23.1564 | 22.9487 | 22.8906 | 22.6746
Best Res. GSHP (RST) | Efficient uncompeted | Northwest, Great Basin, California, Rocky Mountains, Upper Midwest, Lower Midwest, Lakes/Mid-Atl., Texas, Southwest, Southeast, Northeast | Residential (New), Residential (Existing) | Heating (Equip.), Cooling (Equip.) | -13.9267 | 51.4326 | 98.1281 | 6374.9544 | 18.078 | 16.1996 | 14.2757 | 12.7774 | 11.7269 | 10.9406 | 10.5073 | 10.2095 | 10.1747 | 10.0282 | 10.0437 | 10.0446 | 9.9474 | 9.9123 | 9.8985 | 9.9286 | 10.0554 | 10.1417 | 10.1554 | 10.0639 | 10.0428 | 10.0187 | 10.0464 | 10.0384 | 10.1095 | 10.1056
Best Res. GSHP (RST) | Baseline competed | Northwest, Great Basin, California, Rocky Mountains, Upper Midwest, Lower Midwest, Lakes/Mid-Atl., Texas, Southwest, Southeast, Northeast | Residential (New), Residential (Existing) | Heating (Equip.), Cooling (Equip.) | -13.9267 | 51.4326 | 98.1281 | 6374.9544 | 2e-06 | 2e-06 | 2e-06 | 1e-06 | 1e-06 | 0 | 0 | 0 | 0 | 0 | 0 | 0 | 0 | 0 | 0 | 0 | 0 | 0 | 0 | 0 | 0 | 0 | 0 | 0 | 0 | 0
Best Res. GSHP (RST) | Efficient competed | Northwest, Great Basin, California, Rocky Mountains, Upper Midwest, Lower Midwest, Lakes/Mid-Atl., Texas, Southwest, Southeast, Northeast | Residential (New), Residential (Existing) | Heating (Equip.), Cooling (Equip.) | -13.9267 | 51.4326 | 98.1281 | 6374.9544 | 1e-06 | 1e-06 | 1e-06 | 0 | 0 | 0 | 0 | 0 | 0 | 0 | 0 | 0 | 0 | 0 | 0 | 0 | 0 | 0 | 0 | 0 | 0 | 0 | 0 | 0 | 0 | 0
Best Res. HPWH (EE+DF) | Baseline uncompeted | Northwest, Great Basin, California, Rocky Mountains, Upper Midwest, Lower Midwest, Lakes/Mid-Atl., Texas, Southwest, Southeast, Northeast | Residential (New), Residential (Existing) | Water Heating | 17.3596 | 5.2385 | 9.9957 | 733.9379 | 54.7022 | 48.3914 | 42.3047 | 37.4891 | 34.1594 | 30.8867 | 29.6023 | 28.7331 | 28.5076 | 27.7259 | 27.4807 | 27.2996 | 27.1502 | 27.0017 | 26.9055 | 25.8322 | 25.9503 | 26.0155 | 25.9452 | 25.3287 | 24.8001 | 24.4262 | 24.1879 | 23.9882 | 23.9291 | 23.9006
Best Res. HPWH (EE+DF) | Efficient uncompeted | Northwest, Great Basin, California, Rocky Mountains, Upper Midwest, Lower Midwest, Lakes/Mid-Atl., Texas, Southwest, Southeast, Northeast | Residential (New), Residential (Existing) | Water Heating | 17.3596 | 5.2385 | 9.9957 | 733.9379 | 24.1897 | 21.3968 | 18.7034 | 16.5533 | 15.0785 | 13.5327 | 12.9681 | 12.5939 | 12.494 | 12.1567 | 12.2093 | 12.1306 | 12.0559 | 11.9683 | 11.9219 | 11.5699 | 11.6181 | 11.6479 | 11.6152 | 11.3441 | 11.2055 | 11.0287 | 10.9261 | 10.8438 | 10.8149 | 10.7487
Best Res. HPWH (EE+DF) | Baseline competed | Northwest, Great Basin, California, Rocky Mountains, Upper Midwest, Lower Midwest, Lakes/Mid-Atl., Texas, Southwest, Southeast, Northeast | Residential (New), Residential (Existing) | Water Heating | 17.3596 | 5.2385 | 9.9957 | 733.9379 | 0 | 0 | 0 | 0 | 0 | 0 | 0 | 0 | 3e-06 | 3e-06 | 3e-06 | 3e-06 | 3e-06 | 3e-06 | 3e-06 | 3e-06 | 3e-06 | 3e-06 | 3e-06 | 3e-06 | 3e-06 | 3e-06 | 3e-06 | 3e-06 | 3e-06 | 3e-06
Best Res. HPWH (EE+DF) | Efficient competed | Northwest, Great Basin, California, Rocky Mountains, Upper Midwest, Lower Midwest, Lakes/Mid-Atl., Texas, Southwest, Southeast, Northeast | Residential (New), Residential (Existing) | Water Heating | 17.3596 | 5.2385 | 9.9957 | 733.9379 | 0 | 0 | 0 | 0 | 0 | 0 | 0 | 0 | 1e-06 | 1e-06 | 1e-06 | 1e-06 | 1e-06 | 1e-06 | 1e-06 | 1e-06 | 1e-06 | 1e-06 | 1e-06 | 1e-06 | 1e-06 | 1e-06 | 1e-06 | 1e-06 | 1e-06 | 1e-06
Best Res. HPWH (EE+DF-FS) | Baseline uncompeted | Northwest, Great Basin, California, Rocky Mountains, Upper Midwest, Lower Midwest, Lakes/Mid-Atl., Texas, Southwest, Southeast, Northeast | Residential (New), Residential (Existing) | Water Heating | 4.9652 | 10.4041 | 11.1609 | 131.2246 | 57.8536 | 58.5735 | 59.2736 | 59.9635 | 60.5414 | 59.425 | 59.8148 | 60.1612 | 60.4996 | 60.8143 | 61.7189 | 62.0398 | 62.3391 | 62.5898 | 62.8599 | 57.1731 | 57.4126 | 57.6626 | 57.9493 | 58.2744 | 57.7299 | 57.9031 | 58.1306 | 58.4318 | 58.7667 | 59.3836
Best Res. HPWH (EE+DF-FS) | Efficient uncompeted | Northwest, Great Basin, California, Rocky Mountains, Upper Midwest, Lower Midwest, Lakes/Mid-Atl., Texas, Southwest, Southeast, Northeast | Residential (New), Residential (Existing) | Water Heating | 4.9652 | 10.4041 | 11.1609 | 131.2246 | 19.3241 | 17.7232 | 15.982 | 14.349 | 13.0303 | 11.5858 | 11.2083 | 10.9655 | 10.8843 | 10.7212 | 10.8753 | 10.6981 | 10.608 | 10.4312 | 10.3465 | 9.8093 | 9.8828 | 9.924 | 9.8715 | 9.7675 | 9.5527 | 9.365 | 9.3113 | 9.1911 | 9.1467 | 9.0163
Best Res. HPWH (EE+DF-FS) | Baseline competed | Northwest, Great Basin, California, Rocky Mountains, Upper Midwest, Lower Midwest, Lakes/Mid-Atl., Texas, Southwest, Southeast, Northeast | Residential (New), Residential (Existing) | Water Heating | 4.9652 | 10.4041 | 11.1609 | 131.2246 | 0 | 0 | 0 | 0 | 0 | 0 | 0 | 0 | 1.3e-05 | 1.3e-05 | 1.1e-05 | 1.1e-05 | 1.1e-05 | 1.1e-05 | 1.1e-05 | 1e-05 | 9e-06 | 9e-06 | 9e-06 | 9e-06 | 9e-06 | 1e-05 | 1e-05 | 1e-05 | 1e-05 | 1.1e-05
Best Res. HPWH (EE+DF-FS) | Efficient competed | Northwest, Great Basin, California, Rocky Mountains, Upper Midwest, Lower Midwest, Lakes/Mid-Atl., Texas, Southwest, Southeast, Northeast | Residential (New), Residential (Existing) | Water Heating | 4.9652 | 10.4041 | 11.1609 | 131.2246 | 0 | 0 | 0 | 0 | 0 | 0 | 0 | 0 | 2e-06 | 2e-06 | 2e-06 | 2e-06 | 2e-06 | 2e-06 | 2e-06 | 2e-06 | 2e-06 | 2e-06 | 2e-06 | 1e-06 | 1e-06 | 2e-06 | 2e-06 | 2e-06 | 2e-06 | 2e-06
Best Res. N-Elec. Env. | Baseline uncompeted | Northwest, Great Basin, California, Rocky Mountains, Upper Midwest, Lower Midwest, Lakes/Mid-Atl., Texas, Southwest, Southeast, Northeast | Residential (New), Residential (Existing) | Heating (Equip.) | 45.4841 | 2.1983 | 3.2933 | 61.6558 | 242.112 | 241.5712 | 240.6449 | 239.3964 | 237.6791 | 235.7309 | 233.6678 | 231.6061 | 230.0384 | 228.3232 | 226.6622 | 225.1463 | 223.7341 | 222.2963 | 220.9814 | 219.7607 | 218.5836 | 217.4428 | 216.4059 | 215.4517 | 214.4498 | 213.2825 | 212.1854 | 211.1769 | 210.1742 | 209.1292
Best Res. N-Elec. Env. | Efficient uncompeted | Northwest, Great Basin, California, Rocky Mountains, Upper Midwest, Lower Midwest, Lakes/Mid-Atl., Texas, Southwest, Southeast, Northeast | Residential (New), Residential (Existing) | Heating (Equip.) | 45.4841 | 2.1983 | 3.2933 | 61.6558 | 66.8759 | 67.2762 | 67.5551 | 67.7319 | 67.7613 | 67.7006 | 67.5847 | 67.4479 | 67.4283 | 67.3414 | 67.254 | 67.1975 | 67.1579 | 67.0981 | 67.0623 | 67.0478 | 67.0385 | 67.0269 | 67.0375 | 67.0643 | 67.0684 | 67.0105 | 66.9649 | 66.9369 | 66.9011 | 66.8426
Best Res. N-Elec. Env. | Baseline competed | Northwest, Great Basin, California, Rocky Mountains, Upper Midwest, Lower Midwest, Lakes/Mid-Atl., Texas, Southwest, Southeast, Northeast | Residential (New), Residential (Existing) | Heating (Equip.) | 45.4841 | 2.1983 | 3.2933 | 61.6558 | 234.391 | 232.5058 | 230.5951 | 228.4411 | 226.4304 | 208.6426 | 207.2581 | 205.7165 | 209.0024 | 207.3152 | 205.6252 | 203.8182 | 202.2646 | 200.885 | 199.1064 | 26.0466 | 26.9139 | 27.8144 | 29.2831 | 31.0266 | 32.2606 | 33.9119 | 36.5731 | 38.6858 | 42.6552 | 47.5726
Best Res. N-Elec. Env. | Efficient competed | Northwest, Great Basin, California, Rocky Mountains, Upper Midwest, Lower Midwest, Lakes/Mid-Atl., Texas, Southwest, Southeast, Northeast | Residential (New), Residential (Existing) | Heating (Equip.) | 45.4841 | 2.1983 | 3.2933 | 61.6558 | 64.76 | 64.7715 | 64.7564 | 64.6573 | 64.5806 | 60.2309 | 60.2291 | 60.1698 | 61.3229 | 61.2064 | 61.0738 | 60.8949 | 60.7773 | 60.6995 | 60.4897 | 7.8738 | 8.1778 | 8.4934 | 8.9854 | 9.5656 | 9.9924 | 10.5514 | 11.4296 | 12.1417 | 13.4434 | 15.0542
Best Res. Pool Pump (EE+DF) | Baseline uncompeted | Northwest, Great Basin, California, Rocky Mountains, Upper Midwest, Lower Midwest, Lakes/Mid-Atl., Texas, Southwest, Southeast, Northeast | Residential (New), Residential (Existing) | Other | -17.9986 | 16.729 | 48.7298 | 5382.6509 | 6.4299 | 5.804 | 5.1841 | 4.7308 | 4.4448 | 3.8699 | 3.7877 | 3.7572 | 3.7792 | 3.7599 | 3.3092 | 3.3408 | 3.3999 | 3.4973 | 3.571 | 3.3589 | 3.4645 | 3.5627 | 3.6456 | 3.634 | 3.5845 | 3.6142 | 3.6546 | 3.687 | 3.7695 | 3.6979
Best Res. Pool Pump (EE+DF) | Efficient uncompeted | Northwest, Great Basin, California, Rocky Mountains, Upper Midwest, Lower Midwest, Lakes/Mid-Atl., Texas, Southwest, Southeast, Northeast | Residential (New), Residential (Existing) | Other | -17.9986 | 16.729 | 48.7298 | 5382.6509 | 4.8532 | 4.3878 | 3.9222 | 3.5812 | 3.3649 | 2.9105 | 2.846 | 2.8191 | 2.8347 | 2.8213 | 2.4724 | 2.4955 | 2.536 | 2.6055 | 2.6588 | 2.5094 | 2.5877 | 2.6607 | 2.7201 | 2.714 | 2.6966 | 2.7168 | 2.7505 | 2.7762 | 2.8383 | 2.7808
Best Res. Pool Pump (EE+DF) | Baseline competed | Northwest, Great Basin, California, Rocky Mountains, Upper Midwest, Lower Midwest, Lakes/Mid-Atl., Texas, Southwest, Southeast, Northeast | Residential (New), Residential (Existing) | Other | -17.9986 | 16.729 | 48.7298 | 5382.6509 | 6.2971 | 5.6103 | 4.9286 | 4.4101 | 4.0716 | 3.8299 | 3.7452 | 3.7121 | 3.738 | 3.7219 | 3.2891 | 3.3219 | 3.3826 | 3.4821 | 3.5569 | 3.3478 | 3.4543 | 3.5531 | 3.6367 | 3.6258 | 3.5795 | 3.6093 | 3.6497 | 3.6821 | 3.7643 | 3.6934
Best Res. Pool Pump (EE+DF) | Efficient competed | Northwest, Great Basin, California, Rocky Mountains, Upper Midwest, Lower Midwest, Lakes/Mid-Atl., Texas, Southwest, Southeast, Northeast | Residential (New), Residential (Existing) | Other | -17.9986 | 16.729 | 48.7298 | 5382.6509 | 4.753 | 4.2414 | 3.7289 | 3.3384 | 3.0824 | 2.8805 | 2.8141 | 2.7853 | 2.8038 | 2.7928 | 2.4573 | 2.4814 | 2.523 | 2.5941 | 2.6483 | 2.5012 | 2.5801 | 2.6536 | 2.7134 | 2.7078 | 2.6929 | 2.7132 | 2.7468 | 2.7726 | 2.8344 | 2.7774
Best Residential Gas Dryer | Baseline uncompeted | Northwest, Great Basin, California, Rocky Mountains, Upper Midwest, Lower Midwest, Lakes/Mid-Atl., Texas, Southwest, Southeast, Northeast | Residential (New), Residential (Existing) | Other | -21.1208 | 98.726 | 167.2512 | 3161.0517 | 2.2007 | 2.2582 | 2.3147 | 2.3681 | 2.4136 | 2.4541 | 2.4917 | 2.5287 | 2.5641 | 2.5985 | 2.632 | 2.6657 | 2.7007 | 2.7355 | 2.7726 | 2.8105 | 2.8485 | 2.8875 | 2.9281 | 2.9703 | 3.0107 | 3.0432 | 3.0778 | 3.116 | 3.1555 | 3.1936
Best Residential Gas Dryer | Efficient uncompeted | Northwest, Great Basin, California, Rocky Mountains, Upper Midwest, Lower Midwest, Lakes/Mid-Atl., Texas, Southwest, Southeast, Northeast | Residential (New), Residential (Existing) | Other | -21.1208 | 98.726 | 167.2512 | 3161.0517 | 2.0995 | 2.1544 | 2.2083 | 2.2592 | 2.3026 | 2.3413 | 2.3771 | 2.4124 | 2.4462 | 2.479 | 2.511 | 2.5431 | 2.5765 | 2.6097 | 2.6452 | 2.6813 | 2.7176 | 2.7547 | 2.7935 | 2.8337 | 2.8723 | 2.9033 | 2.9363 | 2.9727 | 3.0104 | 3.0468
Best Residential Gas Dryer | Baseline competed | Northwest, Great Basin, California, Rocky Mountains, Upper Midwest, Lower Midwest, Lakes/Mid-Atl., Texas, Southwest, Southeast, Northeast | Residential (New), Residential (Existing) | Other | -21.1208 | 98.726 | 167.2512 | 3161.0517 | 1.1004 | 1.1291 | 1.1574 | 1.184 | 1.2068 | 1.2271 | 1.2458 | 1.2643 | 1.2821 | 1.2993 | 1.316 | 1.3328 | 1.3503 | 1.3677 | 1.3863 | 1.4053 | 1.4243 | 1.4437 | 1.4641 | 1.4851 | 1.5054 | 1.5216 | 1.5389 | 1.558 | 1.5777 | 1.5968
Best Residential Gas Dryer | Efficient competed | Northwest, Great Basin, California, Rocky Mountains, Upper Midwest, Lower Midwest, Lakes/Mid-Atl., Texas, Southwest, Southeast, Northeast | Residential (New), Residential (Existing) | Other | -21.1208 | 98.726 | 167.2512 | 3161.0517 | 1.0498 | 1.0772 | 1.1041 | 1.1296 | 1.1513 | 1.1706 | 1.1886 | 1.2062 | 1.2231 | 1.2395 | 1.2555 | 1.2716 | 1.2882 | 1.3049 | 1.3226 | 1.3406 | 1.3588 | 1.3774 | 1.3967 | 1.4168 | 1.4362 | 1.4516 | 1.4682 | 1.4864 | 1.5052 | 1.5234
Best Residential Gas Storage WH | Baseline uncompeted | Northwest, Great Basin, California, Rocky Mountains, Upper Midwest, Lower Midwest, Lakes/Mid-Atl., Texas, Southwest, Southeast, Northeast | Residential (New), Residential (Existing) | Water Heating | 999 | 0 | -3.4737 | -65.6522 | 52.8905 | 53.7693 | 54.6082 | 55.42 | 56.0991 | 56.7022 | 57.1963 | 57.6539 | 58.107 | 58.5372 | 58.9659 | 59.3985 | 59.8071 | 60.1634 | 60.536 | 60.8976 | 61.2422 | 61.5938 | 61.9816 | 62.4089 | 62.8159 | 63.0778 | 63.3987 | 63.7984 | 64.2279 | 64.6326
Best Residential Gas Storage WH | Efficient uncompeted | Northwest, Great Basin, California, Rocky Mountains, Upper Midwest, Lower Midwest, Lakes/Mid-Atl., Texas, Southwest, Southeast, Northeast | Residential (New), Residential (Existing) | Water Heating | 999 | 0 | -3.4737 | -65.6522 | 39.6679 | 40.327 | 40.9561 | 41.565 | 42.0743 | 42.5267 | 42.8972 | 43.2404 | 43.5802 | 43.9029 | 44.2244 | 44.5489 | 44.8553 | 45.1226 | 45.402 | 45.6732 | 45.9317 | 46.1953 | 46.4862 | 46.8067 | 47.1119 | 47.3084 | 47.549 | 47.8488 | 48.1709 | 48.4744
Best Residential Gas Storage WH | Baseline competed | Northwest, Great Basin, California, Rocky Mountains, Upper Midwest, Lower Midwest, Lakes/Mid-Atl., Texas, Southwest, Southeast, Northeast | Residential (New), Residential (Existing) | Water Heating | 999 | 0 | -3.4737 | -65.6522 | 23.6842 | 24.5338 | 25.1437 | 25.6011 | 25.5882 | 24.8662 | 24.7267 | 24.6197 | 16.9949 | 17.1214 | 16.842 | 16.9845 | 16.9797 | 16.8637 | 17.3276 | 17.3371 | 17.2918 | 17.4287 | 17.7094 | 18.0089 | 17.9196 | 16.5889 | 16.4851 | 16.6741 | 16.3846 | 15.9363
Best Residential Gas Storage WH | Efficient competed | Northwest, Great Basin, California, Rocky Mountains, Upper Midwest, Lower Midwest, Lakes/Mid-Atl., Texas, Southwest, Southeast, Northeast | Residential (New), Residential (Existing) | Water Heating | 999 | 0 | -3.4737 | -65.6522 | 17.7631 | 18.4004 | 18.8578 | 19.2008 | 19.1911 | 18.6497 | 18.545 | 18.4648 | 12.7462 | 12.8411 | 12.6315 | 12.7384 | 12.7348 | 12.6478 | 12.9957 | 13.0028 | 12.9688 | 13.0715 | 13.2821 | 13.5066 | 13.4397 | 12.4417 | 12.3638 | 12.5056 | 12.2885 | 11.9523
Best Residential LED Lighting | Baseline uncompeted | Northwest, Great Basin, California, Rocky Mountains, Upper Midwest, Lower Midwest, Lakes/Mid-Atl., Texas, Southwest, Southeast, Northeast | Residential (New), Residential (Existing) | Lighting | 999 | 0 | -9.4836 | -643.5777 | 8.7187 | 7.7437 | 6.848 | 6.1444 | 5.637 | 5.1853 | 4.9326 | 4.7516 | 4.678 | 4.5606 | 4.5158 | 4.4607 | 4.4235 | 4.3833 | 4.3545 | 4.2166 | 4.1331 | 4.0603 | 3.9797 | 3.8724 | 3.8047 | 3.72 | 3.6713 | 3.6169 | 3.596 | 3.5518
Best Residential LED Lighting | Efficient uncompeted | Northwest, Great Basin, California, Rocky Mountains, Upper Midwest, Lower Midwest, Lakes/Mid-Atl., Texas, Southwest, Southeast, Northeast | Residential (New), Residential (Existing) | Lighting | 999 | 0 | -9.4836 | -643.5777 | 5.9295 | 5.1648 | 4.5462 | 4.0964 | 3.7737 | 3.4727 | 3.3166 | 3.2076 | 3.1701 | 3.1008 | 3.0786 | 3.0485 | 3.0298 | 3.0089 | 2.9956 | 2.8834 | 2.8332 | 2.79 | 2.7411 | 2.6734 | 2.633 | 2.5803 | 2.5522 | 2.52 | 2.5109 | 2.4855
Best Residential LED Lighting | Baseline competed | Northwest, Great Basin, California, Rocky Mountains, Upper Midwest, Lower Midwest, Lakes/Mid-Atl., Texas, Southwest, Southeast, Northeast | Residential (New), Residential (Existing) | Lighting | 999 | 0 | -9.4836 | -643.5777 | 5.1078 | 4.5907 | 4.0748 | 3.6532 | 3.3509 | 2.7821 | 2.6405 | 2.5386 | 2.4969 | 2.4327 | 2.406 | 2.3754 | 2.3548 | 2.3332 | 2.3171 | 2.1988 | 2.1483 | 2.104 | 2.0569 | 1.997 | 1.9585 | 1.9108 | 1.8815 | 1.8502 | 1.8355 | 1.8088
Best Residential LED Lighting | Efficient competed | Northwest, Great Basin, California, Rocky Mountains, Upper Midwest, Lower Midwest, Lakes/Mid-Atl., Texas, Southwest, Southeast, Northeast | Residential (New), Residential (Existing) | Lighting | 999 | 0 | -9.4836 | -643.5777 | 3.4588 | 3.058 | 2.7053 | 2.4356 | 2.2432 | 1.8574 | 1.7701 | 1.7087 | 1.6874 | 1.6496 | 1.636 | 1.6194 | 1.609 | 1.5979 | 1.5905 | 1.4998 | 1.4691 | 1.4424 | 1.4136 | 1.3758 | 1.3525 | 1.3227 | 1.3055 | 1.2868 | 1.2795 | 1.2637
Best Residential Oil WH | Baseline uncompeted | Northwest, Great Basin, California, Rocky Mountains, Upper Midwest, Lower Midwest, Lakes/Mid-Atl., Texas, Southwest, Southeast, Northeast | Residential (New), Residential (Existing) | Water Heating | 22.2433 | 4.2747 | 16.4074 | 221.3032 | 2.7013 | 2.627 | 2.5624 | 2.5085 | 2.4656 | 2.4354 | 2.4002 | 2.363 | 2.3241 | 2.2853 | 2.2451 | 2.2055 | 2.1659 | 2.127 | 2.0891 | 2.0526 | 2.0169 | 1.9832 | 1.9508 | 1.9208 | 1.8922 | 1.864 | 1.8371 | 1.8116 | 1.7868 | 1.7628
Best Residential Oil WH | Efficient uncompeted | Northwest, Great Basin, California, Rocky Mountains, Upper Midwest, Lower Midwest, Lakes/Mid-Atl., Texas, Southwest, Southeast, Northeast | Residential (New), Residential (Existing) | Water Heating | 22.2433 | 4.2747 | 16.4074 | 221.3032 | 2.5027 | 2.4338 | 2.374 | 2.324 | 2.2843 | 2.2563 | 2.2237 | 2.1892 | 2.1532 | 2.1173 | 2.08 | 2.0434 | 2.0066 | 1.9706 | 1.9355 | 1.9017 | 1.8686 | 1.8373 | 1.8074 | 1.7795 | 1.753 | 1.7269 | 1.702 | 1.6784 | 1.6554 | 1.6332
Best Residential Oil WH | Baseline competed | Northwest, Great Basin, California, Rocky Mountains, Upper Midwest, Lower Midwest, Lakes/Mid-Atl., Texas, Southwest, Southeast, Northeast | Residential (New), Residential (Existing) | Water Heating | 22.2433 | 4.2747 | 16.4074 | 221.3032 | 0 | 0 | 0 | 0 | 0 | 0 | 0 | 0 | 0 | 0 | 0 | 0 | 0 | 0 | 0 | 0 | 0 | 0 | 0 | 0 | 0 | 0 | 0 | 0 | 0 | 0
Best Residential Oil WH | Efficient competed | Northwest, Great Basin, California, Rocky Mountains, Upper Midwest, Lower Midwest, Lakes/Mid-Atl., Texas, Southwest, Southeast, Northeast | Residential (New), Residential (Existing) | Water Heating | 22.2433 | 4.2747 | 16.4074 | 221.3032 | 0 | 0 | 0 | 0 | 0 | 0 | 0 | 0 | 0 | 0 | 0 | 0 | 0 | 0 | 0 | 0 | 0 | 0 | 0 | 0 | 0 | 0 | 0 | 0 | 0 | 0
Best Residential Refrigerator | Baseline uncompeted | Northwest, Great Basin, California, Rocky Mountains, Upper Midwest, Lower Midwest, Lakes/Mid-Atl., Texas, Southwest, Southeast, Northeast | Residential (New), Residential (Existing) | Refrigeration | 999 | 0 | -78.0551 | -5296.1183 | 25.7598 | 22.9612 | 20.1795 | 17.9144 | 16.3078 | 15.163 | 14.5853 | 14.1809 | 14.0829 | 13.8217 | 13.7359 | 13.6168 | 13.553 | 13.5064 | 13.5065 | 13.5827 | 13.7594 | 13.9059 | 13.9306 | 13.7609 | 13.6983 | 13.5478 | 13.5018 | 13.4216 | 13.4434 | 13.3586
Best Residential Refrigerator | Efficient uncompeted | Northwest, Great Basin, California, Rocky Mountains, Upper Midwest, Lower Midwest, Lakes/Mid-Atl., Texas, Southwest, Southeast, Northeast | Residential (New), Residential (Existing) | Refrigeration | 999 | 0 | -78.0551 | -5296.1183 | 23.3845 | 20.844 | 18.3188 | 16.2625 | 14.8041 | 13.7648 | 13.2404 | 12.8733 | 12.7843 | 12.5472 | 12.4694 | 12.3612 | 12.3033 | 12.261 | 12.2611 | 12.3302 | 12.4907 | 12.6237 | 12.6461 | 12.4921 | 12.4352 | 12.2985 | 12.2568 | 12.1841 | 12.2038 | 12.1269
Best Residential Refrigerator | Baseline competed | Northwest, Great Basin, California, Rocky Mountains, Upper Midwest, Lower Midwest, Lakes/Mid-Atl., Texas, Southwest, Southeast, Northeast | Residential (New), Residential (Existing) | Refrigeration | 999 | 0 | -78.0551 | -5296.1183 | 7.3667 | 6.5038 | 5.6729 | 5.0073 | 4.542 | 4.0708 | 3.9145 | 3.8057 | 3.7849 | 3.7195 | 3.6957 | 3.6665 | 3.6535 | 3.6472 | 3.6526 | 3.6789 | 3.7323 | 3.7766 | 3.7874 | 3.7446 | 3.731 | 3.6915 | 3.6792 | 3.6586 | 3.6635 | 3.6381
Best Residential Refrigerator | Efficient competed | Northwest, Great Basin, California, Rocky Mountains, Upper Midwest, Lower Midwest, Lakes/Mid-Atl., Texas, Southwest, Southeast, Northeast | Residential (New), Residential (Existing) | Refrigeration | 999 | 0 | -78.0551 | -5296.1183 | 6.6874 | 5.9041 | 5.1498 | 4.5456 | 4.1232 | 3.6954 | 3.5535 | 3.4548 | 3.4359 | 3.3765 | 3.3549 | 3.3284 | 3.3166 | 3.3109 | 3.3158 | 3.3397 | 3.3882 | 3.4283 | 3.4381 | 3.3993 | 3.3869 | 3.3511 | 3.34 | 3.3212 | 3.3257 | 3.3026
Com. Cooking (FS) | Baseline uncompeted | Northwest, Great Basin, California, Rocky Mountains, Upper Midwest, Lower Midwest, Lakes/Mid-Atl., Texas, Southwest, Southeast, Northeast | Commercial (New), Commercial (Existing) | Cooking | 999 | 999 | 999 | 804.1083 | 18.3578 | 18.8373 | 19.2204 | 19.5536 | 19.836 | 20.0992 | 20.3614 | 20.605 | 20.8069 | 20.9863 | 21.1504 | 21.3182 | 21.4726 | 21.5921 | 21.7215 | 21.8339 | 21.9495 | 22.0716 | 22.2154 | 22.3786 | 22.5196 | 22.5724 | 22.665 | 22.8064 | 22.9652 | 23.1068
Com. Cooking (FS) | Efficient uncompeted | Northwest, Great Basin, California, Rocky Mountains, Upper Midwest, Lower Midwest, Lakes/Mid-Atl., Texas, Southwest, Southeast, Northeast | Commercial (New), Commercial (Existing) | Cooking | 999 | 999 | 999 | 804.1083 | 14.2333 | 13.2271 | 12.0079 | 11.0146 | 10.145 | 9.5531 | 9.2529 | 9.0753 | 9.0415 | 8.8575 | 8.7631 | 8.6554 | 8.63 | 8.5913 | 8.5626 | 8.577 | 8.6434 | 8.6871 | 8.6489 | 8.5753 | 8.5146 | 8.3475 | 8.2861 | 8.1882 | 8.189 | 8.1092
Com. Cooking (FS) | Baseline competed | Northwest, Great Basin, California, Rocky Mountains, Upper Midwest, Lower Midwest, Lakes/Mid-Atl., Texas, Southwest, Southeast, Northeast | Commercial (New), Commercial (Existing) | Cooking | 999 | 999 | 999 | 804.1083 | 18.3578 | 18.8373 | 19.2204 | 19.5536 | 19.836 | 20.0992 | 20.3614 | 20.605 | 20.8069 | 20.9863 | 21.1504 | 21.3182 | 21.4726 | 21.5921 | 21.7215 | 21.8339 | 21.9495 | 22.0716 | 22.2154 | 22.3786 | 22.5196 | 22.5724 | 22.665 | 22.8064 | 22.9652 | 23.1068
Com. Cooking (FS) | Efficient competed | Northwest, Great Basin, California, Rocky Mountains, Upper Midwest, Lower Midwest, Lakes/Mid-Atl., Texas, Southwest, Southeast, Northeast | Commercial (New), Commercial (Existing) | Cooking | 999 | 999 | 999 | 804.1083 | 14.2333 | 13.2271 | 12.0079 | 11.0146 | 10.145 | 9.5531 | 9.2529 | 9.0753 | 9.0415 | 8.8575 | 8.7631 | 8.6554 | 8.63 | 8.5913 | 8.5626 | 8.577 | 8.6434 | 8.6871 | 8.6489 | 8.5753 | 8.5146 | 8.3475 | 8.2861 | 8.1882 | 8.189 | 8.1092
Commercial Lighting, 90.1 c. 2022 | Baseline uncompeted | Northwest, Great Basin, California, Rocky Mountains, Upper Midwest, Lower Midwest, Lakes/Mid-Atl., Texas, Southwest, Southeast, Northeast | Commercial (New), Commercial (Existing) | Lighting | 30.0257 | 3.3269 | 4.1841 | 999 | -0.041969 | -7.4278 | -14.2747 | -19.3472 | -22.3213 | -24.6796 | -25.839 | -26.6474 | -26.6774 | -27.1351 | -27.0528 | -27.277 | -27.1698 | -26.7932 | -26.6935 | -26.2525 | -25.5565 | -24.9889 | -24.6975 | -25.0883 | -24.7619 | -24.6326 | -24.3761 | -24.1641 | -23.6521 | -23.2732
Commercial Lighting, 90.1 c. 2022 | Efficient uncompeted | Northwest, Great Basin, California, Rocky Mountains, Upper Midwest, Lower Midwest, Lakes/Mid-Atl., Texas, Southwest, Southeast, Northeast | Commercial (New), Commercial (Existing) | Lighting | 30.0257 | 3.3269 | 4.1841 | 999 | 3.4973 | -2.0302 | -7.1765 | -11.0139 | -13.2972 | -15.1103 | -16.0092 | -16.6391 | -16.6925 | -17.0707 | -17.049 | -17.2525 | -17.2093 | -16.9737 | -16.9436 | -16.645 | -16.1546 | -15.76 | -15.5711 | -15.8789 | -15.672 | -15.6144 | -15.4532 | -15.3281 | -14.9738 | -14.7244
Commercial Lighting, 90.1 c. 2022 | Baseline competed | Northwest, Great Basin, California, Rocky Mountains, Upper Midwest, Lower Midwest, Lakes/Mid-Atl., Texas, Southwest, Southeast, Northeast | Commercial (New), Commercial (Existing) | Lighting | 30.0257 | 3.3269 | 4.1841 | 999 | -0.01108 | -1.9609 | -3.7685 | -5.1077 | -5.8928 | -2.7138 | -2.8336 | -2.9183 | -2.9218 | -2.9693 | -2.9602 | -2.9807 | -2.9732 | -2.9407 | -2.9296 | -2.8941 | -2.8291 | -2.7759 | -2.751 | -2.802 | -2.7722 | -2.7685 | -2.7504 | -2.7332 | -2.6897 | -4.9237
Commercial Lighting, 90.1 c. 2022 | Efficient competed | Northwest, Great Basin, California, Rocky Mountains, Upper Midwest, Lower Midwest, Lakes/Mid-Atl., Texas, Southwest, Southeast, Northeast | Commercial (New), Commercial (Existing) | Lighting | 30.0257 | 3.3269 | 4.1841 | 999 | 0.9233 | -0.53598 | -1.8946 | -2.9077 | -3.5105 | -1.6564 | -1.7502 | -1.8169 | -1.8229 | -1.8623 | -1.8598 | -1.8791 | -1.8776 | -1.8579 | -1.8544 | -1.8308 | -1.7846 | -1.7475 | -1.7315 | -1.7708 | -1.7522 | -1.753 | -1.742 | -1.7322 | -1.7021 | -3.1147
Commercial Plug Loads, Tier 1 APS | Baseline uncompeted | Northwest, Great Basin, California, Rocky Mountains, Upper Midwest, Lower Midwest, Lakes/Mid-Atl., Texas, Southwest, Southeast, Northeast | Commercial (New), Commercial (Existing) | Computers and Electronics | -4.2491 | 11.2526 | 24.4127 | 1693.83 | 52.865 | 48.0047 | 42.9665 | 38.9465 | 36.3071 | 34.4367 | 33.6126 | 33.1469 | 33.2199 | 32.9063 | 32.935 | 32.727 | 32.8786 | 33.183 | 33.3011 | 33.6006 | 34.0648 | 34.4307 | 34.4823 | 34.083 | 34.0029 | 33.5719 | 33.411 | 33.171 | 33.2818 | 33.1024
Commercial Plug Loads, Tier 1 APS | Efficient uncompeted | Northwest, Great Basin, California, Rocky Mountains, Upper Midwest, Lower Midwest, Lakes/Mid-Atl., Texas, Southwest, Southeast, Northeast | Commercial (New), Commercial (Existing) | Computers and Electronics | -4.2491 | 11.2526 | 24.4127 | 1693.83 | 47.0499 | 42.7242 | 38.2402 | 34.6624 | 32.3133 | 30.6487 | 29.9153 | 29.5007 | 29.5657 | 29.2866 | 29.3122 | 29.1271 | 29.2619 | 29.5329 | 29.638 | 29.9045 | 30.3176 | 30.6433 | 30.6893 | 30.3339 | 30.2626 | 29.879 | 29.7358 | 29.5222 | 29.6208 | 29.4611
Commercial Plug Loads, Tier 1 APS | Baseline competed | Northwest, Great Basin, California, Rocky Mountains, Upper Midwest, Lower Midwest, Lakes/Mid-Atl., Texas, Southwest, Southeast, Northeast | Commercial (New), Commercial (Existing) | Computers and Electronics | -4.2491 | 11.2526 | 24.4127 | 1693.83 | 0 | 0 | 0 | 0 | 0 | 0 | 0 | 0 | 0 | 0 | 0 | 0 | 0 | 0 | 0 | 0 | 0 | 0 | 0 | 0 | 0 | 0 | 0 | 0 | 0 | 0
Commercial Plug Loads, Tier 1 APS | Efficient competed | Northwest, Great Basin, California, Rocky Mountains, Upper Midwest, Lower Midwest, Lakes/Mid-Atl., Texas, Southwest, Southeast, Northeast | Commercial (New), Commercial (Existing) | Computers and Electronics | -4.2491 | 11.2526 | 24.4127 | 1693.83 | 0 | 0 | 0 | 0 | 0 | 0 | 0 | 0 | 0 | 0 | 0 | 0 | 0 | 0 | 0 | 0 | 0 | 0 | 0 | 0 | 0 | 0 | 0 | 0 | 0 | 0
ENERGY STAR Com. ASHP (FS) + Env. | Baseline uncompeted | California, Upper Midwest, Lower Midwest, Texas, Southwest, Southeast | Commercial (New), Commercial (Existing) | Heating (Equip.), Cooling (Equip.) | -6.1725 | 45.5444 | 42.6366 | 554.0505 | 38.3931 | 36.6972 | 34.9576 | 33.8015 | 33.2369 | 32.6458 | 32.2446 | 31.7858 | 31.6081 | 31.2695 | 31.073 | 30.811 | 30.5524 | 30.3924 | 30.1506 | 29.8634 | 29.6347 | 29.3996 | 29.1226 | 28.6122 | 28.4334 | 28.0868 | 27.7963 | 27.6075 | 27.411 | 27.2149
ENERGY STAR Com. ASHP (FS) + Env. | Efficient uncompeted | California, Upper Midwest, Lower Midwest, Texas, Southwest, Southeast | Commercial (New), Commercial (Existing) | Heating (Equip.), Cooling (Equip.) | -6.1725 | 45.5444 | 42.6366 | 554.0505 | 18.8079 | 16.4269 | 14.0609 | 12.5135 | 11.7225 | 10.9948 | 10.5771 | 10.1205 | 10.1245 | 9.8913 | 9.8523 | 9.7719 | 9.665 | 9.7012 | 9.5811 | 9.4403 | 9.4074 | 9.3554 | 9.2018 | 8.796 | 8.7238 | 8.5465 | 8.4345 | 8.3973 | 8.3266 | 8.2508
ENERGY STAR Com. ASHP (FS) + Env. | Baseline competed | California, Upper Midwest, Lower Midwest, Texas, Southwest, Southeast | Commercial (New), Commercial (Existing) | Heating (Equip.), Cooling (Equip.) | -6.1725 | 45.5444 | 42.6366 | 554.0505 | 7.7373 | 6.7355 | 5.7782 | 5.1617 | 4.8818 | 0 | 0 | 0 | 0 | 0 | 0 | 0 | 0 | 0 | 0 | 0 | 0 | 0 | 0 | 0 | 0 | 0 | 0 | 0 | 0 | 0
ENERGY STAR Com. ASHP (FS) + Env. | Efficient competed | California, Upper Midwest, Lower Midwest, Texas, Southwest, Southeast | Commercial (New), Commercial (Existing) | Heating (Equip.), Cooling (Equip.) | -6.1725 | 45.5444 | 42.6366 | 554.0505 | 7.4634 | 6.4695 | 5.5208 | 4.9112 | 4.6327 | 0 | 0 | 0 | 0 | 0 | 0 | 0 | 0 | 0 | 0 | 0 | 0 | 0 | 0 | 0 | 0 | 0 | 0 | 0 | 0 | 0
ENERGY STAR Com. ASHP (FS) + Env. CC | Baseline uncompeted | Northwest, Great Basin, Rocky Mountains, Upper Midwest, Lakes/Mid-Atl., Northeast | Commercial (New), Commercial (Existing) | Heating (Equip.), Cooling (Equip.) | -6.8304 | 50.043 | 47.8093 | 563.5265 | 54.4279 | 54.817 | 54.9554 | 54.9133 | 54.5807 | 54.2361 | 53.9906 | 53.7907 | 53.4407 | 53.0475 | 52.6523 | 52.2256 | 51.8603 | 51.3965 | 50.9677 | 50.57 | 50.1819 | 49.7939 | 49.4262 | 49.1302 | 48.7343 | 48.2948 | 47.9108 | 47.52 | 47.2061 | 46.7945
ENERGY STAR Com. ASHP (FS) + Env. CC | Efficient uncompeted | Northwest, Great Basin, Rocky Mountains, Upper Midwest, Lakes/Mid-Atl., Northeast | Commercial (New), Commercial (Existing) | Heating (Equip.), Cooling (Equip.) | -6.8304 | 50.043 | 47.8093 | 563.5265 | 15.3202 | 14.5035 | 13.612 | 12.5671 | 11.4895 | 10.8704 | 10.6235 | 10.5411 | 10.3657 | 10.1595 | 9.9945 | 9.6674 | 9.6488 | 9.4589 | 9.4252 | 9.5003 | 9.6091 | 9.6502 | 9.614 | 9.5999 | 9.4402 | 9.27 | 9.1639 | 8.9297 | 8.9228 | 8.8122
ENERGY STAR Com. ASHP (FS) + Env. CC | Baseline competed | Northwest, Great Basin, Rocky Mountains, Upper Midwest, Lakes/Mid-Atl., Northeast | Commercial (New), Commercial (Existing) | Heating (Equip.), Cooling (Equip.) | -6.8304 | 50.043 | 47.8093 | 563.5265 | 2.9098 | 2.7433 | 2.5717 | 2.3832 | 2.1927 | 0 | 0 | 0 | 0 | 0 | 0 | 0 | 0 | 0 | 0 | 0 | 0 | 0 | 0 | 0 | 0 | 0 | 0 | 0 | 0 | 0
ENERGY STAR Com. ASHP (FS) + Env. CC | Efficient competed | Northwest, Great Basin, Rocky Mountains, Upper Midwest, Lakes/Mid-Atl., Northeast | Commercial (New), Commercial (Existing) | Heating (Equip.), Cooling (Equip.) | -6.8304 | 50.043 | 47.8093 | 563.5265 | 2.7553 | 2.5923 | 2.4245 | 2.2411 | 2.056 | 0 | 0 | 0 | 0 | 0 | 0 | 0 | 0 | 0 | 0 | 0 | 0 | 0 | 0 | 0 | 0 | 0 | 0 | 0 | 0 | 0
ENERGY STAR Com. ASHP (LFL) + Env. | Baseline uncompeted | California, Upper Midwest, Lower Midwest, Texas, Southwest, Southeast | Commercial (New), Commercial (Existing) | Heating (Equip.), Cooling (Equip.) | -3.7633 | 32.8946 | 38.5846 | 3076.2833 | 2.2646 | 1.946 | 1.642 | 1.4378 | 1.3245 | 1.2294 | 1.1638 | 1.1038 | 1.0889 | 1.0494 | 1.0305 | 1.0059 | 0.98029 | 0.97052 | 0.94834 | 0.92217 | 0.90627 | 0.89138 | 0.86626 | 0.81553 | 0.80093 | 0.77281 | 0.75113 | 0.73699 | 0.72127 | 0.70712
ENERGY STAR Com. ASHP (LFL) + Env. | Efficient uncompeted | California, Upper Midwest, Lower Midwest, Texas, Southwest, Southeast | Commercial (New), Commercial (Existing) | Heating (Equip.), Cooling (Equip.) | -3.7633 | 32.8946 | 38.5846 | 3076.2833 | 1.4701 | 1.2759 | 1.0912 | 0.97062 | 0.91187 | 0.85895 | 0.82391 | 0.78975 | 0.78596 | 0.76566 | 0.75942 | 0.74669 | 0.73295 | 0.73099 | 0.72004 | 0.70566 | 0.6981 | 0.69046 | 0.67505 | 0.63784 | 0.63065 | 0.61264 | 0.5986 | 0.59043 | 0.58093 | 0.57249
ENERGY STAR Com. ASHP (LFL) + Env. | Baseline competed | California, Upper Midwest, Lower Midwest, Texas, Southwest, Southeast | Commercial (New), Commercial (Existing) | Heating (Equip.), Cooling (Equip.) | -3.7633 | 32.8946 | 38.5846 | 3076.2833 | 2.2646 | 1.946 | 1.642 | 1.4378 | 1.3245 | 0 | 0 | 0 | 0 | 0 | 0 | 0 | 0 | 0 | 0 | 0 | 0 | 0 | 0 | 0 | 0 | 0 | 0 | 0 | 0 | 0
ENERGY STAR Com. ASHP (LFL) + Env. | Efficient competed | California, Upper Midwest, Lower Midwest, Texas, Southwest, Southeast | Commercial (New), Commercial (Existing) | Heating (Equip.), Cooling (Equip.) | -3.7633 | 32.8946 | 38.5846 | 3076.2833 | 1.4701 | 1.2759 | 1.0912 | 0.97062 | 0.91187 | 0 | 0 | 0 | 0 | 0 | 0 | 0 | 0 | 0 | 0 | 0 | 0 | 0 | 0 | 0 | 0 | 0 | 0 | 0 | 0 | 0
ENERGY STAR Com. ASHP (LFL) + Env. CC | Baseline uncompeted | Northwest, Great Basin, Rocky Mountains, Upper Midwest, Lakes/Mid-Atl., Northeast | Commercial (New), Commercial (Existing) | Heating (Equip.), Cooling (Equip.) | -5.0263 | 38.8646 | 55.0044 | 3060.9963 | 1.3127 | 1.2098 | 1.1036 | 0.98525 | 0.88367 | 0.81087 | 0.77538 | 0.75794 | 0.73169 | 0.70035 | 0.6776 | 0.65335 | 0.63511 | 0.61223 | 0.59911 | 0.59229 | 0.58774 | 0.58015 | 0.56893 | 0.55907 | 0.54413 | 0.52649 | 0.51278 | 0.49216 | 0.48535 | 0.46957
ENERGY STAR Com. ASHP (LFL) + Env. CC | Efficient uncompeted | Northwest, Great Basin, Rocky Mountains, Upper Midwest, Lakes/Mid-Atl., Northeast | Commercial (New), Commercial (Existing) | Heating (Equip.), Cooling (Equip.) | -5.0263 | 38.8646 | 55.0044 | 3060.9963 | 0.74279 | 0.69524 | 0.64364 | 0.58334 | 0.53055 | 0.49337 | 0.47844 | 0.47416 | 0.4635 | 0.44915 | 0.43971 | 0.42893 | 0.42085 | 0.40959 | 0.4046 | 0.4037 | 0.40411 | 0.4024 | 0.39806 | 0.39442 | 0.38701 | 0.37757 | 0.37073 | 0.35862 | 0.35639 | 0.34737
ENERGY STAR Com. ASHP (LFL) + Env. CC | Baseline competed | Northwest, Great Basin, Rocky Mountains, Upper Midwest, Lakes/Mid-Atl., Northeast | Commercial (New), Commercial (Existing) | Heating (Equip.), Cooling (Equip.) | -5.0263 | 38.8646 | 55.0044 | 3060.9963 | 1.3127 | 1.2098 | 1.1036 | 0.98525 | 0.88367 | 0 | 0 | 0 | 0 | 0 | 0 | 0 | 0 | 0 | 0 | 0 | 0 | 0 | 0 | 0 | 0 | 0 | 0 | 0 | 0 | 0
ENERGY STAR Com. ASHP (LFL) + Env. CC | Efficient competed | Northwest, Great Basin, Rocky Mountains, Upper Midwest, Lakes/Mid-Atl., Northeast | Commercial (New), Commercial (Existing) | Heating (Equip.), Cooling (Equip.) | -5.0263 | 38.8646 | 55.0044 | 3060.9963 | 0.74279 | 0.69524 | 0.64364 | 0.58334 | 0.53055 | 0 | 0 | 0 | 0 | 0 | 0 | 0 | 0 | 0 | 0 | 0 | 0 | 0 | 0 | 0 | 0 | 0 | 0 | 0 | 0 | 0
ENERGY STAR Com. ASHP (RST) + Env. | Baseline uncompeted | California, Upper Midwest, Lower Midwest, Texas, Southwest, Southeast | Commercial (New), Commercial (Existing) | Heating (Equip.), Cooling (Equip.) | 1.0674 | 18.7239 | 22.2049 | 1786.043 | 12.2752 | 10.6686 | 9.103 | 8.0608 | 7.5293 | 7.0509 | 6.7631 | 6.4611 | 6.4441 | 6.2706 | 6.2216 | 6.1422 | 6.0586 | 6.0689 | 5.9746 | 5.8632 | 5.8159 | 5.7656 | 5.6531 | 5.3701 | 5.3134 | 5.1807 | 5.0915 | 5.0565 | 5.0012 | 4.9492
ENERGY STAR Com. ASHP (RST) + Env. | Efficient uncompeted | California, Upper Midwest, Lower Midwest, Texas, Southwest, Southeast | Commercial (New), Commercial (Existing) | Heating (Equip.), Cooling (Equip.) | 1.0674 | 18.7239 | 22.2049 | 1786.043 | 9.2814 | 8.0543 | 6.8788 | 6.1196 | 5.7689 | 5.4318 | 5.2209 | 4.9867 | 4.9632 | 4.8406 | 4.8142 | 4.7457 | 4.6765 | 4.6867 | 4.6316 | 4.5594 | 4.532 | 4.4959 | 4.4137 | 4.1823 | 4.1606 | 4.0802 | 4.0202 | 4.0034 | 3.9729 | 3.9499
ENERGY STAR Com. ASHP (RST) + Env. | Baseline competed | California, Upper Midwest, Lower Midwest, Texas, Southwest, Southeast | Commercial (New), Commercial (Existing) | Heating (Equip.), Cooling (Equip.) | 1.0674 | 18.7239 | 22.2049 | 1786.043 | 0.051698 | 0.008472 | 0.007211 | 0.006291 | 0.00569 | 0 | 0 | 0 | 0 | 0 | 0 | 0 | 0 | 0 | 0 | 0 | 0 | 0 | 0 | 0 | 0 | 0 | 0 | 0 | 0 | 0
ENERGY STAR Com. ASHP (RST) + Env. | Efficient competed | California, Upper Midwest, Lower Midwest, Texas, Southwest, Southeast | Commercial (New), Commercial (Existing) | Heating (Equip.), Cooling (Equip.) | 1.0674 | 18.7239 | 22.2049 | 1786.043 | 0.006409 | 0.001067 | 0.000924 | 0.00082 | 0.000756 | 0 | 0 | 0 | 0 | 0 | 0 | 0 | 0 | 0 | 0 | 0 | 0 | 0 | 0 | 0 | 0 | 0 | 0 | 0 | 0 | 0
ENERGY STAR Com. ASHP (RST) + Env. CC | Baseline uncompeted | Northwest, Great Basin, Rocky Mountains, Upper Midwest, Lakes/Mid-Atl., Northeast | Commercial (New), Commercial (Existing) | Heating (Equip.), Cooling (Equip.) | 1.962 | 17.0766 | 22.4458 | 1198.65 | 7.7729 | 7.2545 | 6.7121 | 6.0938 | 5.5264 | 5.1477 | 4.9838 | 4.9226 | 4.805 | 4.6535 | 4.5514 | 4.4194 | 4.3598 | 4.2498 | 4.2057 | 4.2084 | 4.2169 | 4.2044 | 4.1681 | 4.147 | 4.0712 | 3.9827 | 3.925 | 3.8092 | 3.7914 | 3.721
ENERGY STAR Com. ASHP (RST) + Env. CC | Efficient uncompeted | Northwest, Great Basin, Rocky Mountains, Upper Midwest, Lakes/Mid-Atl., Northeast | Commercial (New), Commercial (Existing) | Heating (Equip.), Cooling (Equip.) | 1.962 | 17.0766 | 22.4458 | 1198.65 | 3.954 | 3.7181 | 3.4725 | 3.1981 | 2.9288 | 2.745 | 2.6611 | 2.6369 | 2.5744 | 2.5033 | 2.4551 | 2.3827 | 2.3683 | 2.3355 | 2.3233 | 2.3392 | 2.3625 | 2.3721 | 2.368 | 2.3736 | 2.3479 | 2.3124 | 2.2916 | 2.2352 | 2.2448 | 2.2204
ENERGY STAR Com. ASHP (RST) + Env. CC | Baseline competed | Northwest, Great Basin, Rocky Mountains, Upper Midwest, Lakes/Mid-Atl., Northeast | Commercial (New), Commercial (Existing) | Heating (Equip.), Cooling (Equip.) | 1.962 | 17.0766 | 22.4458 | 1198.65 | 0.013203 | 0.012244 | 0.011231 | 0.010048 | 0.009025 | 0 | 0 | 0 | 0 | 0 | 0 | 0 | 0 | 0 | 0 | 0 | 0 | 0 | 0 | 0 | 0 | 0 | 0 | 0 | 0 | 0
ENERGY STAR Com. ASHP (RST) + Env. CC | Efficient competed | Northwest, Great Basin, Rocky Mountains, Upper Midwest, Lakes/Mid-Atl., Northeast | Commercial (New), Commercial (Existing) | Heating (Equip.), Cooling (Equip.) | 1.962 | 17.0766 | 22.4458 | 1198.65 | 0.002063 | 0.001936 | 0.001795 | 0.001624 | 0.001474 | 0 | 0 | 0 | 0 | 0 | 0 | 0 | 0 | 0 | 0 | 0 | 0 | 0 | 0 | 0 | 0 | 0 | 0 | 0 | 0 | 0
ENERGY STAR Commercial Gas WH v. 2.0 | Baseline uncompeted | Northwest, Great Basin, California, Rocky Mountains, Upper Midwest, Lower Midwest, Lakes/Mid-Atl., Texas, Southwest, Southeast, Northeast | Commercial (New), Commercial (Existing) | Water Heating | -7.5106 | 15.7529 | 23.8436 | 450.6455 | 32.1686 | 32.8479 | 33.3673 | 33.8016 | 34.1307 | 34.4254 | 34.7126 | 34.9765 | 35.176 | 35.347 | 35.5015 | 35.6704 | 35.8208 | 35.9146 | 36.0312 | 36.13 | 36.2296 | 36.3457 | 36.5034 | 36.7019 | 36.8554 | 36.8988 | 37.0059 | 37.1882 | 37.3896 | 37.5586
ENERGY STAR Commercial Gas WH v. 2.0 | Efficient uncompeted | Northwest, Great Basin, California, Rocky Mountains, Upper Midwest, Lower Midwest, Lakes/Mid-Atl., Texas, Southwest, Southeast, Northeast | Commercial (New), Commercial (Existing) | Water Heating | -7.5106 | 15.7529 | 23.8436 | 450.6455 | 31.3898 | 32.0523 | 32.5591 | 32.9834 | 33.3046 | 33.5924 | 33.8729 | 34.1307 | 34.3255 | 34.4926 | 34.6435 | 34.8083 | 34.9548 | 35.0458 | 35.1591 | 35.2552 | 35.3519 | 35.4649 | 35.6184 | 35.812 | 35.9612 | 36.0011 | 36.104 | 36.2815 | 36.478 | 36.6423
ENERGY STAR Commercial Gas WH v. 2.0 | Baseline competed | Northwest, Great Basin, California, Rocky Mountains, Upper Midwest, Lower Midwest, Lakes/Mid-Atl., Texas, Southwest, Southeast, Northeast | Commercial (New), Commercial (Existing) | Water Heating | -7.5106 | 15.7529 | 23.8436 | 450.6455 | 0 | 0 | 0 | 0 | 0 | 0 | 0 | 0 | 0 | 0 | 0 | 0 | 0 | 0 | 0 | 0 | 0 | 0 | 0 | 0 | 0 | 0 | 0 | 0 | 0 | 0
ENERGY STAR Commercial Gas WH v. 2.0 | Efficient competed | Northwest, Great Basin, California, Rocky Mountains, Upper Midwest, Lower Midwest, Lakes/Mid-Atl., Texas, Southwest, Southeast, Northeast | Commercial (New), Commercial (Existing) | Water Heating | -7.5106 | 15.7529 | 23.8436 | 450.6455 | 0 | 0 | 0 | 0 | 0 | 0 | 0 | 0 | 0 | 0 | 0 | 0 | 0 | 0 | 0 | 0 | 0 | 0 | 0 | 0 | 0 | 0 | 0 | 0 | 0 | 0
ENERGY STAR Electric Dryers | Baseline uncompeted | Northwest, Great Basin, California, Rocky Mountains, Upper Midwest, Lower Midwest, Lakes/Mid-Atl., Texas, Southwest, Southeast, Northeast | Residential (New), Residential (Existing) | Other | -4.4347 | 18.1167 | 38.42 | 2530.0324 | 21.8541 | 19.8484 | 17.7492 | 15.9673 | 14.7718 | 13.9333 | 13.5379 | 13.3336 | 13.3729 | 13.2142 | 13.2469 | 13.2645 | 13.2416 | 13.1938 | 13.2174 | 13.2673 | 13.4245 | 13.5596 | 13.6023 | 13.4499 | 13.4407 | 13.3238 | 13.2903 | 13.2501 | 13.3194 | 13.2722
ENERGY STAR Electric Dryers | Efficient uncompeted | Northwest, Great Basin, California, Rocky Mountains, Upper Midwest, Lower Midwest, Lakes/Mid-Atl., Texas, Southwest, Southeast, Northeast | Residential (New), Residential (Existing) | Other | -4.4347 | 18.1167 | 38.42 | 2530.0324 | 20.7975 | 18.8888 | 16.8911 | 15.1953 | 14.0577 | 13.2597 | 12.8834 | 12.6889 | 12.7264 | 12.5754 | 12.6064 | 12.6232 | 12.6014 | 12.5559 | 12.5784 | 12.6259 | 12.7755 | 12.9041 | 12.9447 | 12.7997 | 12.7909 | 12.6796 | 12.6478 | 12.6095 | 12.6755 | 12.6305
ENERGY STAR Electric Dryers | Baseline competed | Northwest, Great Basin, California, Rocky Mountains, Upper Midwest, Lower Midwest, Lakes/Mid-Atl., Texas, Southwest, Southeast, Northeast | Residential (New), Residential (Existing) | Other | -4.4347 | 18.1167 | 38.42 | 2530.0324 | 21.8541 | 19.8484 | 17.7492 | 15.9673 | 14.7718 | 13.9333 | 13.5379 | 13.3336 | 13.3729 | 13.2142 | 13.2468 | 13.2644 | 13.2416 | 13.1938 | 13.2174 | 13.2673 | 13.4245 | 13.5596 | 13.6023 | 13.4499 | 13.4407 | 13.3238 | 13.2903 | 13.2501 | 13.3194 | 13.2721
ENERGY STAR Electric Dryers | Efficient competed | Northwest, Great Basin, California, Rocky Mountains, Upper Midwest, Lower Midwest, Lakes/Mid-Atl., Texas, Southwest, Southeast, Northeast | Residential (New), Residential (Existing) | Other | -4.4347 | 18.1167 | 38.42 | 2530.0324 | 20.7975 | 18.8888 | 16.8911 | 15.1953 | 14.0577 | 13.2597 | 12.8834 | 12.6889 | 12.7264 | 12.5753 | 12.6064 | 12.6232 | 12.6014 | 12.5559 | 12.5784 | 12.6259 | 12.7755 | 12.9041 | 12.9446 | 12.7996 | 12.7909 | 12.6796 | 12.6477 | 12.6095 | 12.6755 | 12.6305
ENERGY STAR Electronics | Baseline uncompeted | Northwest, Great Basin, California, Rocky Mountains, Upper Midwest, Lower Midwest, Lakes/Mid-Atl., Texas, Southwest, Southeast, Northeast | Residential (New), Residential (Existing) | Computers and Electronics | 999 | 0 | -448.338 | -30407.2259 | 18.7922 | 16.4452 | 14.1632 | 12.2961 | 10.9193 | 9.8788 | 9.214 | 8.6795 | 8.3175 | 7.8731 | 7.5543 | 7.2273 | 6.9633 | 6.7127 | 6.4842 | 6.3038 | 6.18 | 6.0535 | 5.8918 | 5.6671 | 5.5052 | 5.3271 | 5.2069 | 5.0868 | 5.0278 | 4.9386
ENERGY STAR Electronics | Efficient uncompeted | Northwest, Great Basin, California, Rocky Mountains, Upper Midwest, Lower Midwest, Lakes/Mid-Atl., Texas, Southwest, Southeast, Northeast | Residential (New), Residential (Existing) | Computers and Electronics | 999 | 0 | -448.338 | -30407.2259 | 16.3354 | 14.3278 | 12.3738 | 10.7757 | 9.6 | 8.7141 | 8.1581 | 7.7138 | 7.4224 | 7.0533 | 6.7954 | 6.5293 | 6.3163 | 6.114 | 5.9302 | 5.7877 | 5.696 | 5.6005 | 5.4709 | 5.2807 | 5.147 | 4.9957 | 4.897 | 4.7969 | 4.7522 | 4.6788
ENERGY STAR Electronics | Baseline competed | Northwest, Great Basin, California, Rocky Mountains, Upper Midwest, Lower Midwest, Lakes/Mid-Atl., Texas, Southwest, Southeast, Northeast | Residential (New), Residential (Existing) | Computers and Electronics | 999 | 0 | -448.338 | -30407.2259 | 18.7922 | 16.4452 | 14.1632 | 12.2961 | 10.9193 | 9.8788 | 9.214 | 8.6796 | 8.3175 | 7.8731 | 7.5543 | 7.2273 | 6.9633 | 6.7127 | 6.4842 | 6.3038 | 6.18 | 6.0535 | 5.8918 | 5.6671 | 5.5052 | 5.3271 | 5.2069 | 5.0868 | 5.0278 | 4.9386
ENERGY STAR Electronics | Efficient competed | Northwest, Great Basin, California, Rocky Mountains, Upper Midwest, Lower Midwest, Lakes/Mid-Atl., Texas, Southwest, Southeast, Northeast | Residential (New), Residential (Existing) | Computers and Electronics | 999 | 0 | -448.338 | -30407.2259 | 16.3354 | 14.3278 | 12.3738 | 10.7757 | 9.6 | 8.7141 | 8.1581 | 7.7138 | 7.4224 | 7.0533 | 6.7954 | 6.5293 | 6.3163 | 6.114 | 5.9302 | 5.7877 | 5.696 | 5.6005 | 5.4709 | 5.2807 | 5.147 | 4.9957 | 4.897 | 4.7969 | 4.7522 | 4.6788
ENERGY STAR Gas Dryers v. 1.1 | Baseline uncompeted | Northwest, Great Basin, California, Rocky Mountains, Upper Midwest, Lower Midwest, Lakes/Mid-Atl., Texas, Southwest, Southeast, Northeast | Residential (New), Residential (Existing) | Other | -21.1208 | 98.726 | 167.2512 | 3161.0517 | 2.2007 | 2.2582 | 2.3147 | 2.3681 | 2.4136 | 2.4541 | 2.4917 | 2.5287 | 2.5641 | 2.5985 | 2.632 | 2.6657 | 2.7007 | 2.7355 | 2.7726 | 2.8105 | 2.8485 | 2.8875 | 2.9281 | 2.9703 | 3.0107 | 3.0432 | 3.0778 | 3.116 | 3.1555 | 3.1936
ENERGY STAR Gas Dryers v. 1.1 | Efficient uncompeted | Northwest, Great Basin, California, Rocky Mountains, Upper Midwest, Lower Midwest, Lakes/Mid-Atl., Texas, Southwest, Southeast, Northeast | Residential (New), Residential (Existing) | Other | -21.1208 | 98.726 | 167.2512 | 3161.0517 | 2.0995 | 2.1544 | 2.2083 | 2.2592 | 2.3026 | 2.3413 | 2.3771 | 2.4124 | 2.4462 | 2.479 | 2.511 | 2.5431 | 2.5765 | 2.6097 | 2.6452 | 2.6813 | 2.7176 | 2.7547 | 2.7935 | 2.8337 | 2.8723 | 2.9033 | 2.9363 | 2.9727 | 3.0104 | 3.0468
ENERGY STAR Gas Dryers v. 1.1 | Baseline competed | Northwest, Great Basin, California, Rocky Mountains, Upper Midwest, Lower Midwest, Lakes/Mid-Atl., Texas, Southwest, Southeast, Northeast | Residential (New), Residential (Existing) | Other | -21.1208 | 98.726 | 167.2512 | 3161.0517 | 1.1004 | 1.1291 | 1.1574 | 1.184 | 1.2068 | 1.2271 | 1.2458 | 1.2643 | 1.2821 | 1.2993 | 1.316 | 1.3328 | 1.3503 | 1.3677 | 1.3863 | 1.4053 | 1.4243 | 1.4437 | 1.4641 | 1.4851 | 1.5054 | 1.5216 | 1.5389 | 1.558 | 1.5777 | 1.5968
ENERGY STAR Gas Dryers v. 1.1 | Efficient competed | Northwest, Great Basin, California, Rocky Mountains, Upper Midwest, Lower Midwest, Lakes/Mid-Atl., Texas, Southwest, Southeast, Northeast | Residential (New), Residential (Existing) | Other | -21.1208 | 98.726 | 167.2512 | 3161.0517 | 1.0498 | 1.0772 | 1.1041 | 1.1296 | 1.1513 | 1.1706 | 1.1886 | 1.2062 | 1.2231 | 1.2395 | 1.2555 | 1.2716 | 1.2882 | 1.3049 | 1.3226 | 1.3406 | 1.3588 | 1.3774 | 1.3967 | 1.4168 | 1.4362 | 1.4516 | 1.4682 | 1.4864 | 1.5052 | 1.5234
ENERGY STAR Gas Storage WH v. 5.0 | Baseline uncompeted | Northwest, Great Basin, California, Rocky Mountains, Upper Midwest, Lower Midwest, Lakes/Mid-Atl., Texas, Southwest, Southeast, Northeast | Residential (New), Residential (Existing) | Water Heating | 999 | 0 | -2.9513 | -55.7794 | 52.8905 | 53.7693 | 54.6082 | 55.42 | 56.0991 | 56.7022 | 57.1963 | 57.6539 | 58.107 | 58.5372 | 58.9659 | 59.3985 | 59.8071 | 60.1634 | 60.536 | 60.8976 | 61.2422 | 61.5938 | 61.9816 | 62.4089 | 62.8159 | 63.0778 | 63.3987 | 63.7984 | 64.2279 | 64.6326
ENERGY STAR Gas Storage WH v. 5.0 | Efficient uncompeted | Northwest, Great Basin, California, Rocky Mountains, Upper Midwest, Lower Midwest, Lakes/Mid-Atl., Texas, Southwest, Southeast, Northeast | Residential (New), Residential (Existing) | Water Heating | 999 | 0 | -2.9513 | -55.7794 | 38.7454 | 39.3891 | 40.0036 | 40.5984 | 41.0958 | 41.5377 | 41.8996 | 42.2348 | 42.5667 | 42.8819 | 43.196 | 43.5129 | 43.8122 | 44.0732 | 44.3461 | 44.611 | 44.8635 | 45.121 | 45.4051 | 45.7181 | 46.0163 | 46.2082 | 46.4432 | 46.736 | 47.0507 | 47.3471
ENERGY STAR Gas Storage WH v. 5.0 | Baseline competed | Northwest, Great Basin, California, Rocky Mountains, Upper Midwest, Lower Midwest, Lakes/Mid-Atl., Texas, Southwest, Southeast, Northeast | Residential (New), Residential (Existing) | Water Heating | 999 | 0 | -2.9513 | -55.7794 | 24.5567 | 25.2001 | 25.6669 | 26.0323 | 26.0477 | 25.331 | 25.2259 | 25.1469 | 17.3967 | 17.5557 | 17.2939 | 17.4489 | 17.4614 | 17.3736 | 17.8437 | 17.8711 | 17.8419 | 17.9797 | 18.2564 | 18.5452 | 18.4645 | 17.169 | 17.0465 | 17.2266 | 16.9254 | 16.4677
ENERGY STAR Gas Storage WH v. 5.0 | Efficient competed | Northwest, Great Basin, California, Rocky Mountains, Upper Midwest, Lower Midwest, Lakes/Mid-Atl., Texas, Southwest, Southeast, Northeast | Residential (New), Residential (Existing) | Water Heating | 999 | 0 | -2.9513 | -55.7794 | 17.9892 | 18.4605 | 18.8025 | 19.0702 | 19.0815 | 18.5564 | 18.4795 | 18.4216 | 12.7441 | 12.8606 | 12.6688 | 12.7823 | 12.7915 | 12.7272 | 13.0716 | 13.0916 | 13.0702 | 13.1712 | 13.3738 | 13.5854 | 13.5263 | 12.5773 | 12.4875 | 12.6195 | 12.3988 | 12.0636
ENERGY STAR Refrigerator | Baseline uncompeted | Northwest, Great Basin, California, Rocky Mountains, Upper Midwest, Lower Midwest, Lakes/Mid-Atl., Texas, Southwest, Southeast, Northeast | Residential (New), Residential (Existing) | Refrigeration | 999 | 0 | -234.1004 | -15883.9502 | 25.7598 | 22.9612 | 20.1795 | 17.9144 | 16.3078 | 15.163 | 14.5853 | 14.1809 | 14.0829 | 13.8217 | 13.7359 | 13.6168 | 13.553 | 13.5064 | 13.5065 | 13.5827 | 13.7594 | 13.9059 | 13.9306 | 13.7609 | 13.6983 | 13.5478 | 13.5018 | 13.4216 | 13.4434 | 13.3586
ENERGY STAR Refrigerator | Efficient uncompeted | Northwest, Great Basin, California, Rocky Mountains, Upper Midwest, Lower Midwest, Lakes/Mid-Atl., Texas, Southwest, Southeast, Northeast | Residential (New), Residential (Existing) | Refrigeration | 999 | 0 | -234.1004 | -15883.9502 | 24.6391 | 21.9622 | 19.3016 | 17.135 | 15.5983 | 14.5033 | 13.9507 | 13.564 | 13.4702 | 13.2204 | 13.1383 | 13.0244 | 12.9634 | 12.9188 | 12.9188 | 12.9917 | 13.1608 | 13.3009 | 13.3246 | 13.1622 | 13.1023 | 12.9583 | 12.9143 | 12.8377 | 12.8585 | 12.7775
ENERGY STAR Refrigerator | Baseline competed | Northwest, Great Basin, California, Rocky Mountains, Upper Midwest, Lower Midwest, Lakes/Mid-Atl., Texas, Southwest, Southeast, Northeast | Residential (New), Residential (Existing) | Refrigeration | 999 | 0 | -234.1004 | -15883.9502 | 18.3931 | 16.4574 | 14.5066 | 12.9071 | 11.7658 | 10.5729 | 10.1743 | 9.893 | 9.8057 | 9.6069 | 9.5497 | 9.4565 | 9.3969 | 9.34 | 9.3185 | 9.347 | 9.4442 | 9.5238 | 9.521 | 9.388 | 9.3274 | 9.2168 | 9.1838 | 9.1227 | 9.1431 | 9.0982
ENERGY STAR Refrigerator | Efficient competed | Northwest, Great Basin, California, Rocky Mountains, Upper Midwest, Lower Midwest, Lakes/Mid-Atl., Texas, Southwest, Southeast, Northeast | Residential (New), Residential (Existing) | Refrigeration | 999 | 0 | -234.1004 | -15883.9502 | 17.5929 | 15.7414 | 13.8754 | 12.3455 | 11.2539 | 10.1129 | 9.7316 | 9.4626 | 9.3791 | 9.1889 | 9.1342 | 9.0451 | 8.988 | 8.9336 | 8.9131 | 8.9404 | 9.0333 | 9.1095 | 9.1068 | 8.9795 | 8.9216 | 8.8158 | 8.7842 | 8.7258 | 8.7453 | 8.7024
ENERGY STAR Res. ASHP (FS) + Env. | Baseline uncompeted | California, Upper Midwest, Lower Midwest, Texas, Southwest, Southeast | Residential (New), Residential (Existing) | Heating (Equip.), Cooling (Equip.) | -11.0878 | 43.5504 | 62.9351 | 738.7674 | 92.1179 | 89.2833 | 86.1869 | 83.9618 | 82.6716 | 81.3038 | 80.2133 | 79.1033 | 78.8308 | 78.3864 | 78.1816 | 77.9824 | 77.6763 | 77.6855 | 77.4699 | 77.3438 | 77.3607 | 77.3025 | 77.1453 | 76.7198 | 76.6292 | 76.4701 | 76.3016 | 76.2166 | 76.2365 | 76.1263
ENERGY STAR Res. ASHP (FS) + Env. | Efficient uncompeted | California, Upper Midwest, Lower Midwest, Texas, Southwest, Southeast | Residential (New), Residential (Existing) | Heating (Equip.), Cooling (Equip.) | -11.0878 | 43.5504 | 62.9351 | 738.7674 | 41.365 | 36.4039 | 31.1625 | 27.4589 | 25.2888 | 23.3612 | 22.3635 | 21.3702 | 21.5985 | 21.3262 | 21.4279 | 21.6984 | 21.7533 | 22.1799 | 22.0425 | 22.0351 | 22.2807 | 22.4769 | 22.4272 | 22.1445 | 22.0148 | 21.8529 | 21.8797 | 21.9763 | 22.0717 | 21.9622
ENERGY STAR Res. ASHP (FS) + Env. | Baseline competed | California, Upper Midwest, Lower Midwest, Texas, Southwest, Southeast | Residential (New), Residential (Existing) | Heating (Equip.), Cooling (Equip.) | -11.0878 | 43.5504 | 62.9351 | 738.7674 | 0.002207 | 0.002549 | 0.002891 | 0.003248 | 0.003599 | 1e-06 | 1e-06 | 1e-06 | 0 | 0 | 0 | 0 | 0 | 0 | 0 | 0 | 0 | 0 | 0 | 0 | 0 | 0 | 0 | 0 | 0 | 0
ENERGY STAR Res. ASHP (FS) + Env. | Efficient competed | California, Upper Midwest, Lower Midwest, Texas, Southwest, Southeast | Residential (New), Residential (Existing) | Heating (Equip.), Cooling (Equip.) | -11.0878 | 43.5504 | 62.9351 | 738.7674 | 0.000554 | 0.000606 | 0.000616 | 0.00064 | 0.000669 | 0 | 0 | 0 | 0 | 0 | 0 | 0 | 0 | 0 | 0 | 0 | 0 | 0 | 0 | 0 | 0 | 0 | 0 | 0 | 0 | 0
ENERGY STAR Res. ASHP (FS) + Env. CC | Baseline uncompeted | Northwest, Great Basin, Rocky Mountains, Upper Midwest, Lakes/Mid-Atl., Northeast | Residential (New), Residential (Existing) | Heating (Equip.), Cooling (Equip.) | -7.4718 | 29.5169 | 43.1321 | 461.3436 | 168.2395 | 167.5838 | 166.5629 | 165.1659 | 163.2715 | 161.5271 | 159.9936 | 158.633 | 157.5119 | 156.3259 | 155.2476 | 154.2034 | 153.1942 | 152.067 | 151.2514 | 150.5757 | 149.9728 | 149.3747 | 148.8109 | 148.3333 | 147.6641 | 146.9614 | 146.3806 | 145.7223 | 145.1792 | 144.5402
ENERGY STAR Res. ASHP (FS) + Env. CC | Efficient uncompeted | Northwest, Great Basin, Rocky Mountains, Upper Midwest, Lakes/Mid-Atl., Northeast | Residential (New), Residential (Existing) | Heating (Equip.), Cooling (Equip.) | -7.4718 | 29.5169 | 43.1321 | 461.3436 | 52.6626 | 48.9193 | 45.2703 | 41.0674 | 36.9009 | 34.5297 | 33.6163 | 33.1353 | 32.691 | 32.0885 | 31.6091 | 30.7551 | 30.5802 | 29.8031 | 29.7727 | 30.0909 | 30.5249 | 30.7453 | 30.7165 | 30.6533 | 30.082 | 29.6442 | 29.4385 | 28.832 | 28.7512 | 28.4818
ENERGY STAR Res. ASHP (FS) + Env. CC | Baseline competed | Northwest, Great Basin, Rocky Mountains, Upper Midwest, Lakes/Mid-Atl., Northeast | Residential (New), Residential (Existing) | Heating (Equip.), Cooling (Equip.) | -7.4718 | 29.5169 | 43.1321 | 461.3436 | 0.008658 | 0.009358 | 0.009996 | 0.010577 | 0.011132 | 1.8e-05 | 1.9e-05 | 1.9e-05 | 1e-06 | 1e-06 | 1e-06 | 1e-06 | 1e-06 | 1e-06 | 1e-06 | 0 | 0 | 0 | 0 | 0 | 0 | 0 | 0 | 0 | 0 | 0
ENERGY STAR Res. ASHP (FS) + Env. CC | Efficient competed | Northwest, Great Basin, Rocky Mountains, Upper Midwest, Lakes/Mid-Atl., Northeast | Residential (New), Residential (Existing) | Heating (Equip.), Cooling (Equip.) | -7.4718 | 29.5169 | 43.1321 | 461.3436 | 0.0028 | 0.003 | 0.003087 | 0.003041 | 0.003025 | 4e-06 | 4e-06 | 5e-06 | 0 | 0 | 0 | 0 | 0 | 0 | 0 | 0 | 0 | 0 | 0 | 0 | 0 | 0 | 0 | 0 | 0 | 0
ENERGY STAR Res. ASHP (LFL) + Env. | Baseline uncompeted | California, Upper Midwest, Lower Midwest, Texas, Southwest, Southeast | Residential (New), Residential (Existing) | Heating (Equip.), Cooling (Equip.) | 1.249 | 13.6016 | 23.0539 | 1596.8867 | 29.9373 | 26.0118 | 22.035 | 19.553 | 18.459 | 17.7627 | 17.2049 | 16.7728 | 16.6983 | 16.3453 | 16.443 | 16.3474 | 16.5137 | 16.6895 | 16.776 | 16.7091 | 16.7909 | 16.9097 | 16.9891 | 16.1757 | 16.4139 | 16.3878 | 16.2559 | 16.433 | 16.5808 | 16.7176
ENERGY STAR Res. ASHP (LFL) + Env. | Efficient uncompeted | California, Upper Midwest, Lower Midwest, Texas, Southwest, Southeast | Residential (New), Residential (Existing) | Heating (Equip.), Cooling (Equip.) | 1.249 | 13.6016 | 23.0539 | 1596.8867 | 23.0639 | 20.1777 | 17.1658 | 15.3094 | 14.5177 | 14.0302 | 13.6396 | 13.3384 | 13.3202 | 13.0827 | 13.2102 | 13.1807 | 13.3603 | 13.543 | 13.6593 | 13.65 | 13.763 | 13.9013 | 14.0077 | 13.3774 | 13.6172 | 13.6461 | 13.575 | 13.7598 | 13.9206 | 14.0715
ENERGY STAR Res. ASHP (LFL) + Env. | Baseline competed | California, Upper Midwest, Lower Midwest, Texas, Southwest, Southeast | Residential (New), Residential (Existing) | Heating (Equip.), Cooling (Equip.) | 1.249 | 13.6016 | 23.0539 | 1596.8867 | 29.8783 | 25.9602 | 21.9904 | 19.5122 | 18.4183 | 0.15559 | 0.15204 | 0.14958 | 0.13864 | 0.1305 | 0.13406 | 0.12884 | 0.12365 | 0.1189 | 0.11599 | 0.053567 | 0.05366 | 0.055314 | 0.055813 | 0.052678 | 0.053323 | 0.054239 | 0.054327 | 0.055157 | 0.056488 | 0.059351
ENERGY STAR Res. ASHP (LFL) + Env. | Efficient competed | California, Upper Midwest, Lower Midwest, Texas, Southwest, Southeast | Residential (New), Residential (Existing) | Heating (Equip.), Cooling (Equip.) | 1.249 | 13.6016 | 23.0539 | 1596.8867 | 23.0143 | 20.1342 | 17.1282 | 15.275 | 14.4835 | 0.12336 | 0.12099 | 0.11941 | 0.11101 | 0.10484 | 0.10809 | 0.10425 | 0.1004 | 0.096822 | 0.094763 | 0.043909 | 0.044131 | 0.045625 | 0.046169 | 0.043706 | 0.044375 | 0.0453 | 0.045499 | 0.046315 | 0.047556 | 0.050091
ENERGY STAR Res. ASHP (LFL) + Env. CC | Baseline uncompeted | Northwest, Great Basin, Rocky Mountains, Upper Midwest, Lakes/Mid-Atl., Northeast | Residential (New), Residential (Existing) | Heating (Equip.), Cooling (Equip.) | 10.0381 | 7.5896 | 15.8276 | 815.8797 | 8.8182 | 8.2775 | 7.7561 | 7.1512 | 6.5441 | 6.0261 | 5.7848 | 5.7336 | 5.5571 | 5.3552 | 5.2407 | 5.1979 | 5.076 | 5.003 | 4.9752 | 4.9897 | 5.0461 | 5.0634 | 5.0739 | 5.0697 | 5.0372 | 4.9661 | 4.9386 | 4.8362 | 4.8724 | 4.7846
ENERGY STAR Res. ASHP (LFL) + Env. CC | Efficient uncompeted | Northwest, Great Basin, Rocky Mountains, Upper Midwest, Lakes/Mid-Atl., Northeast | Residential (New), Residential (Existing) | Heating (Equip.), Cooling (Equip.) | 10.0381 | 7.5896 | 15.8276 | 815.8797 | 6.1662 | 5.8341 | 5.5102 | 5.1211 | 4.7154 | 4.3655 | 4.2135 | 4.2013 | 4.0918 | 3.9689 | 3.9057 | 3.8949 | 3.8239 | 3.7895 | 3.789 | 3.8195 | 3.8859 | 3.9221 | 3.9503 | 3.9643 | 3.9571 | 3.9214 | 3.9161 | 3.849 | 3.8964 | 3.8438
ENERGY STAR Res. ASHP (LFL) + Env. CC | Baseline competed | Northwest, Great Basin, Rocky Mountains, Upper Midwest, Lakes/Mid-Atl., Northeast | Residential (New), Residential (Existing) | Heating (Equip.), Cooling (Equip.) | 10.0381 | 7.5896 | 15.8276 | 815.8797 | 8.8173 | 8.2766 | 7.7552 | 7.1503 | 6.5433 | 2.9449 | 2.804 | 2.7324 | 2.6113 | 2.4594 | 2.391 | 2.3258 | 2.2355 | 2.1603 | 2.1016 | 1.4406 | 1.4261 | 1.4061 | 1.3941 | 1.3876 | 1.3607 | 1.3275 | 1.3143 | 1.2738 | 1.2945 | 1.2756
ENERGY STAR Res. ASHP (LFL) + Env. CC | Efficient competed | Northwest, Great Basin, Rocky Mountains, Upper Midwest, Lakes/Mid-Atl., Northeast | Residential (New), Residential (Existing) | Heating (Equip.), Cooling (Equip.) | 10.0381 | 7.5896 | 15.8276 | 815.8797 | 6.1653 | 5.8332 | 5.5093 | 5.1203 | 4.7146 | 1.9191 | 1.8378 | 1.8009 | 1.728 | 1.6376 | 1.6023 | 1.566 | 1.512 | 1.4661 | 1.4328 | 0.9647 | 0.96081 | 0.95319 | 0.95051 | 0.95103 | 0.93731 | 0.91974 | 0.91553 | 0.89159 | 0.91186 | 0.90407
ENERGY STAR Res. ASHP (RST) + Env. | Baseline uncompeted | California, Upper Midwest, Lower Midwest, Texas, Southwest, Southeast | Residential (New), Residential (Existing) | Heating (Equip.), Cooling (Equip.) | -4.4154 | 21.9392 | 37.9926 | 2739.1638 | 31.9122 | 27.8136 | 23.5923 | 20.6536 | 18.8013 | 17.3402 | 16.3908 | 15.6377 | 15.6324 | 15.2792 | 15.207 | 15.186 | 14.9974 | 15.0291 | 14.8561 | 14.6837 | 14.7286 | 14.762 | 14.633 | 14.2959 | 14.1793 | 14.0277 | 13.9478 | 13.8961 | 13.8632 | 13.8006
ENERGY STAR Res. ASHP (RST) + Env. | Efficient uncompeted | California, Upper Midwest, Lower Midwest, Texas, Southwest, Southeast | Residential (New), Residential (Existing) | Heating (Equip.), Cooling (Equip.) | -4.4154 | 21.9392 | 37.9926 | 2739.1638 | 14.0969 | 12.4328 | 10.6473 | 9.4201 | 8.7426 | 8.1732 | 7.8189 | 7.5056 | 7.5522 | 7.4814 | 7.5423 | 7.6103 | 7.5937 | 7.7139 | 7.7122 | 7.7287 | 7.8387 | 7.9231 | 7.9304 | 7.8094 | 7.8307 | 7.8649 | 7.8979 | 7.9473 | 8.0242 | 8.0556
ENERGY STAR Res. ASHP (RST) + Env. | Baseline competed | California, Upper Midwest, Lower Midwest, Texas, Southwest, Southeast | Residential (New), Residential (Existing) | Heating (Equip.), Cooling (Equip.) | -4.4154 | 21.9392 | 37.9926 | 2739.1638 | 24.2591 | 20.913 | 17.5684 | 15.2405 | 13.7836 | 0.18122 | 0.16684 | 0.15565 | 0.12542 | 0.11615 | 0.1129 | 0.10741 | 0.10063 | 0.095448 | 0.090137 | 0.049932 | 0.047862 | 0.046916 | 0.045117 | 0.042754 | 0.041345 | 0.040652 | 0.039821 | 0.038761 | 0.037999 | 0.038168
ENERGY STAR Res. ASHP (RST) + Env. | Efficient competed | California, Upper Midwest, Lower Midwest, Texas, Southwest, Southeast | Residential (New), Residential (Existing) | Heating (Equip.), Cooling (Equip.) | -4.4154 | 21.9392 | 37.9926 | 2739.1638 | 10.7162 | 9.3481 | 7.9286 | 6.9512 | 6.4093 | 0.084849 | 0.079038 | 0.074168 | 0.053398 | 0.050156 | 0.049306 | 0.047383 | 0.044831 | 0.043106 | 0.04123 | 0.02331 | 0.022632 | 0.022382 | 0.021764 | 0.020812 | 0.020372 | 0.020351 | 0.020152 | 0.019836 | 0.019704 | 0.019969
ENERGY STAR Res. ASHP (RST) + Env. CC | Baseline uncompeted | Northwest, Great Basin, Rocky Mountains, Upper Midwest, Lakes/Mid-Atl., Northeast | Residential (New), Residential (Existing) | Heating (Equip.), Cooling (Equip.) | -1.0475 | 16.3352 | 31.811 | 1771.99 | 17.9641 | 16.6455 | 15.4308 | 14.0148 | 12.6092 | 11.7093 | 11.3149 | 11.1967 | 10.9748 | 10.6467 | 10.4948 | 10.3429 | 10.0926 | 9.6879 | 9.6125 | 9.608 | 9.6502 | 9.6334 | 9.6026 | 9.5805 | 9.4445 | 9.26 | 9.2086 | 9.0527 | 9.0274 | 8.874
ENERGY STAR Res. ASHP (RST) + Env. CC | Efficient uncompeted | Northwest, Great Basin, Rocky Mountains, Upper Midwest, Lakes/Mid-Atl., Northeast | Residential (New), Residential (Existing) | Heating (Equip.), Cooling (Equip.) | -1.0475 | 16.3352 | 31.811 | 1771.99 | 6.6512 | 6.2627 | 5.8986 | 5.4578 | 4.9671 | 4.6629 | 4.5545 | 4.5581 | 4.5135 | 4.4531 | 4.4521 | 4.4294 | 4.3787 | 4.266 | 4.2874 | 4.3474 | 4.4315 | 4.4908 | 4.5382 | 4.5888 | 4.5684 | 4.5409 | 4.5714 | 4.5378 | 4.5779 | 4.5675
ENERGY STAR Res. ASHP (RST) + Env. CC | Baseline competed | Northwest, Great Basin, Rocky Mountains, Upper Midwest, Lakes/Mid-Atl., Northeast | Residential (New), Residential (Existing) | Heating (Equip.), Cooling (Equip.) | -1.0475 | 16.3352 | 31.811 | 1771.99 | 16.1093 | 14.8843 | 13.7598 | 12.4711 | 11.1996 | 3.1597 | 2.9579 | 2.8084 | 2.1051 | 1.9235 | 1.8083 | 1.6879 | 1.556 | 1.4031 | 1.2961 | 0.77134 | 0.72566 | 0.68163 | 0.64366 | 0.61042 | 0.56725 | 0.52641 | 0.50111 | 0.46452 | 0.44908 | 0.4267
ENERGY STAR Res. ASHP (RST) + Env. CC | Efficient competed | Northwest, Great Basin, Rocky Mountains, Upper Midwest, Lakes/Mid-Atl., Northeast | Residential (New), Residential (Existing) | Heating (Equip.), Cooling (Equip.) | -1.0475 | 16.3352 | 31.811 | 1771.99 | 5.9645 | 5.6 | 5.2599 | 4.8566 | 4.4119 | 1.2441 | 1.1762 | 1.1283 | 0.59866 | 0.55305 | 0.52406 | 0.49186 | 0.45751 | 0.41654 | 0.38777 | 0.24887 | 0.23711 | 0.22555 | 0.21542 | 0.20662 | 0.19367 | 0.18156 | 0.17437 | 0.16289 | 0.15868 | 0.15192
ENERGY STAR Res. GSHP (FS) | Baseline uncompeted | Northwest, Great Basin, California, Rocky Mountains, Upper Midwest, Lower Midwest, Lakes/Mid-Atl., Texas, Southwest, Southeast, Northeast | Residential (New), Residential (Existing) | Heating (Equip.), Cooling (Equip.) | -21.3624 | 999 | 163.5174 | 1443.0896 | 260.3575 | 256.8671 | 252.7498 | 249.1277 | 245.9431 | 242.8308 | 240.2068 | 237.7363 | 236.3427 | 234.7122 | 233.4291 | 232.1857 | 230.8704 | 229.7525 | 228.7213 | 227.9195 | 227.3335 | 226.6772 | 225.9561 | 225.0531 | 224.2933 | 223.4315 | 222.6821 | 221.9389 | 221.4157 | 220.6664
ENERGY STAR Res. GSHP (FS) | Efficient uncompeted | Northwest, Great Basin, California, Rocky Mountains, Upper Midwest, Lower Midwest, Lakes/Mid-Atl., Texas, Southwest, Southeast, Northeast | Residential (New), Residential (Existing) | Heating (Equip.), Cooling (Equip.) | -21.3624 | 999 | 163.5174 | 1443.0896 | 119.5387 | 107.9527 | 96.4428 | 86.1386 | 77.7148 | 71.9706 | 69.3021 | 67.2021 | 66.5903 | 65.1696 | 64.3489 | 63.2322 | 62.8642 | 62.2047 | 61.7447 | 61.8991 | 62.4853 | 62.7267 | 62.3758 | 61.7366 | 60.6176 | 59.6592 | 59.2083 | 58.3529 | 58.1346 | 57.4987
ENERGY STAR Res. GSHP (FS) | Baseline competed | Northwest, Great Basin, California, Rocky Mountains, Upper Midwest, Lower Midwest, Lakes/Mid-Atl., Texas, Southwest, Southeast, Northeast | Residential (New), Residential (Existing) | Heating (Equip.), Cooling (Equip.) | -21.3624 | 999 | 163.5174 | 1443.0896 | 0 | 0 | 0 | 0 | 0 | 0 | 0 | 0 | 0 | 0 | 0 | 0 | 0 | 0 | 0 | 0 | 0 | 0 | 0 | 0 | 0 | 0 | 0 | 0 | 0 | 0
ENERGY STAR Res. GSHP (FS) | Efficient competed | Northwest, Great Basin, California, Rocky Mountains, Upper Midwest, Lower Midwest, Lakes/Mid-Atl., Texas, Southwest, Southeast, Northeast | Residential (New), Residential (Existing) | Heating (Equip.), Cooling (Equip.) | -21.3624 | 999 | 163.5174 | 1443.0896 | 0 | 0 | 0 | 0 | 0 | 0 | 0 | 0 | 0 | 0 | 0 | 0 | 0 | 0 | 0 | 0 | 0 | 0 | 0 | 0 | 0 | 0 | 0 | 0 | 0 | 0
ENERGY STAR Res. GSHP (LFL) | Baseline uncompeted | Northwest, Great Basin, California, Rocky Mountains, Upper Midwest, Lower Midwest, Lakes/Mid-Atl., Texas, Southwest, Southeast, Northeast | Residential (New), Residential (Existing) | Heating (Equip.), Cooling (Equip.) | 999 | 999 | 999 | 999 | 2.0111 | 1.8998 | 1.7711 | 1.6553 | 1.5715 | 1.5259 | 1.5283 | 1.5442 | 1.5919 | 1.6023 | 1.6519 | 1.7027 | 1.7626 | 1.8129 | 1.8622 | 1.9107 | 1.9828 | 2.0462 | 2.0942 | 2.115 | 2.1458 | 2.1637 | 2.1922 | 2.2163 | 2.2559 | 2.2729
ENERGY STAR Res. GSHP (LFL) | Efficient uncompeted | Northwest, Great Basin, California, Rocky Mountains, Upper Midwest, Lower Midwest, Lakes/Mid-Atl., Texas, Southwest, Southeast, Northeast | Residential (New), Residential (Existing) | Heating (Equip.), Cooling (Equip.) | 999 | 999 | 999 | 999 | 2.0529 | 1.9389 | 1.8074 | 1.6889 | 1.603 | 1.5562 | 1.5584 | 1.5744 | 1.6228 | 1.6331 | 1.6833 | 1.7348 | 1.7956 | 1.8465 | 1.8963 | 1.9454 | 2.0185 | 2.0827 | 2.1313 | 2.1523 | 2.1833 | 2.201 | 2.2297 | 2.2539 | 2.2937 | 2.3107
ENERGY STAR Res. GSHP (LFL) | Baseline competed | Northwest, Great Basin, California, Rocky Mountains, Upper Midwest, Lower Midwest, Lakes/Mid-Atl., Texas, Southwest, Southeast, Northeast | Residential (New), Residential (Existing) | Heating (Equip.), Cooling (Equip.) | 999 | 999 | 999 | 999 | 0.03047 | 0.031564 | 0.031857 | 0.031957 | 0.032223 | 0.032992 | 0.034567 | 0.036326 | 0.052707 | 0.071993 | 0.31388 | 0.29772 | 0.28352 | 0.26772 | 0.25327 | 0.23932 | 0.22919 | 0.2193 | 0.2086 | 0.19627 | 0.18545 | 0.175 | 0.16629 | 0.15747 | 0.15116 | 0.14387
ENERGY STAR Res. GSHP (LFL) | Efficient competed | Northwest, Great Basin, California, Rocky Mountains, Upper Midwest, Lower Midwest, Lakes/Mid-Atl., Texas, Southwest, Southeast, Northeast | Residential (New), Residential (Existing) | Heating (Equip.), Cooling (Equip.) | 999 | 999 | 999 | 999 | 0.031102 | 0.032215 | 0.03251 | 0.032606 | 0.032868 | 0.033646 | 0.035247 | 0.037036 | 0.053731 | 0.073376 | 0.31984 | 0.30334 | 0.28883 | 0.27267 | 0.25791 | 0.24367 | 0.23332 | 0.22322 | 0.21229 | 0.19973 | 0.18869 | 0.17802 | 0.16913 | 0.16014 | 0.15369 | 0.14626
ENERGY STAR Res. GSHP (RST) | Baseline uncompeted | Northwest, Great Basin, California, Rocky Mountains, Upper Midwest, Lower Midwest, Lakes/Mid-Atl., Texas, Southwest, Southeast, Northeast | Residential (New), Residential (Existing) | Heating (Equip.), Cooling (Equip.) | -15.8486 | 64.3464 | 121.0242 | 7832.4069 | 49.8763 | 44.4591 | 39.0231 | 34.6683 | 31.4105 | 29.0495 | 27.7056 | 26.8344 | 26.6072 | 25.9259 | 25.7019 | 25.5289 | 25.09 | 24.717 | 24.4686 | 24.2917 | 24.3788 | 24.3954 | 24.2356 | 23.8764 | 23.6238 | 23.2877 | 23.1564 | 22.9487 | 22.8906 | 22.6746
ENERGY STAR Res. GSHP (RST) | Efficient uncompeted | Northwest, Great Basin, California, Rocky Mountains, Upper Midwest, Lower Midwest, Lakes/Mid-Atl., Texas, Southwest, Southeast, Northeast | Residential (New), Residential (Existing) | Heating (Equip.), Cooling (Equip.) | -15.8486 | 64.3464 | 121.0242 | 7832.4069 | 23.0224 | 20.6332 | 18.1848 | 16.2796 | 14.9463 | 13.9474 | 13.3975 | 13.0189 | 12.9763 | 12.7934 | 12.8165 | 12.8203 | 12.6989 | 12.6577 | 12.6429 | 12.6845 | 12.8494 | 12.9622 | 12.9822 | 12.8671 | 12.8426 | 12.8153 | 12.8533 | 12.8455 | 12.9392 | 12.9369
ENERGY STAR Res. GSHP (RST) | Baseline competed | Northwest, Great Basin, California, Rocky Mountains, Upper Midwest, Lower Midwest, Lakes/Mid-Atl., Texas, Southwest, Southeast, Northeast | Residential (New), Residential (Existing) | Heating (Equip.), Cooling (Equip.) | -15.8486 | 64.3464 | 121.0242 | 7832.4069 | 0 | 0 | 0 | 0 | 0 | 0 | 0 | 0 | 0 | 0 | 0 | 0 | 0 | 0 | 0 | 0 | 0 | 0 | 0 | 0 | 0 | 0 | 0 | 0 | 0 | 0
ENERGY STAR Res. GSHP (RST) | Efficient competed | Northwest, Great Basin, California, Rocky Mountains, Upper Midwest, Lower Midwest, Lakes/Mid-Atl., Texas, Southwest, Southeast, Northeast | Residential (New), Residential (Existing) | Heating (Equip.), Cooling (Equip.) | -15.8486 | 64.3464 | 121.0242 | 7832.4069 | 0 | 0 | 0 | 0 | 0 | 0 | 0 | 0 | 0 | 0 | 0 | 0 | 0 | 0 | 0 | 0 | 0 | 0 | 0 | 0 | 0 | 0 | 0 | 0 | 0 | 0
ENERGY STAR Res. HPWH | Baseline uncompeted | Northwest, Great Basin, California, Rocky Mountains, Upper Midwest, Lower Midwest, Lakes/Mid-Atl., Texas, Southwest, Southeast, Northeast | Residential (New), Residential (Existing) | Water Heating | 75.9257 | 1.3168 | 2.4248 | 156.8017 | 55.4257 | 49.0306 | 42.855 | 37.9799 | 34.6057 | 32.2332 | 30.8821 | 29.9804 | 29.7396 | 28.9291 | 28.732 | 28.5382 | 28.3817 | 28.2305 | 28.1242 | 27.9755 | 28.1059 | 28.1875 | 28.1189 | 27.4913 | 27.3389 | 26.9044 | 26.6463 | 26.4388 | 26.3888 | 26.1436
ENERGY STAR Res. HPWH | Efficient uncompeted | Northwest, Great Basin, California, Rocky Mountains, Upper Midwest, Lower Midwest, Lakes/Mid-Atl., Texas, Southwest, Southeast, Northeast | Residential (New), Residential (Existing) | Water Heating | 75.9257 | 1.3168 | 2.4248 | 156.8017 | 15.62 | 13.8177 | 12.0773 | 10.7034 | 9.7525 | 9.0839 | 8.7031 | 8.449 | 8.3812 | 8.1528 | 8.0972 | 8.0426 | 7.9985 | 7.9559 | 7.9259 | 7.884 | 7.9208 | 7.9437 | 7.9244 | 7.7475 | 7.7046 | 7.5822 | 7.5094 | 7.4509 | 7.4368 | 7.3677
ENERGY STAR Res. HPWH | Baseline competed | Northwest, Great Basin, California, Rocky Mountains, Upper Midwest, Lower Midwest, Lakes/Mid-Atl., Texas, Southwest, Southeast, Northeast | Residential (New), Residential (Existing) | Water Heating | 75.9257 | 1.3168 | 2.4248 | 156.8017 | 55.4257 | 49.0306 | 42.855 | 37.9799 | 34.6057 | 32.2332 | 30.8821 | 29.9804 | 29.7396 | 28.9291 | 28.732 | 28.5382 | 28.3817 | 28.2305 | 28.1242 | 27.9755 | 28.1059 | 28.1875 | 28.1189 | 27.4913 | 27.3389 | 26.9044 | 26.6463 | 26.4388 | 26.3888 | 26.1436
ENERGY STAR Res. HPWH | Efficient competed | Northwest, Great Basin, California, Rocky Mountains, Upper Midwest, Lower Midwest, Lakes/Mid-Atl., Texas, Southwest, Southeast, Northeast | Residential (New), Residential (Existing) | Water Heating | 75.9257 | 1.3168 | 2.4248 | 156.8017 | 15.62 | 13.8177 | 12.0773 | 10.7034 | 9.7525 | 9.0839 | 8.7031 | 8.449 | 8.3812 | 8.1528 | 8.0972 | 8.0426 | 7.9985 | 7.9559 | 7.9259 | 7.884 | 7.9208 | 7.9437 | 7.9244 | 7.7475 | 7.7046 | 7.5822 | 7.5094 | 7.4509 | 7.4368 | 7.3677
ENERGY STAR Res. HPWH (FS) 120V | Baseline uncompeted | Northwest, Great Basin, California, Rocky Mountains, Upper Midwest, Lower Midwest, Lakes/Mid-Atl., Texas, Southwest, Southeast, Northeast | Residential (New), Residential (Existing) | Water Heating | -11.5953 | 0 | -16.0945 | -88.5875 | 58.3055 | 58.4368 | 58.5464 | 58.6406 | 58.6234 | 58.5607 | 58.3896 | 58.1815 | 57.9772 | 57.7652 | 57.5573 | 57.3568 | 57.1403 | 56.8827 | 56.6479 | 56.4056 | 56.1537 | 55.9199 | 55.7256 | 55.5729 | 55.4086 | 55.1287 | 54.9049 | 54.7538 | 54.6328 | 54.4964
ENERGY STAR Res. HPWH (FS) 120V | Efficient uncompeted | Northwest, Great Basin, California, Rocky Mountains, Upper Midwest, Lower Midwest, Lakes/Mid-Atl., Texas, Southwest, Southeast, Northeast | Residential (New), Residential (Existing) | Water Heating | -11.5953 | 0 | -16.0945 | -88.5875 | 26.8158 | 24.3334 | 21.7309 | 19.3572 | 17.4055 | 16.0647 | 15.4064 | 14.9342 | 14.6971 | 14.339 | 14.058 | 13.6898 | 13.4894 | 13.2136 | 13.0043 | 12.9454 | 12.953 | 12.9101 | 12.7425 | 12.5618 | 12.2395 | 11.8772 | 11.7039 | 11.4487 | 11.3231 | 11.1049
ENERGY STAR Res. HPWH (FS) 120V | Baseline competed | Northwest, Great Basin, California, Rocky Mountains, Upper Midwest, Lower Midwest, Lakes/Mid-Atl., Texas, Southwest, Southeast, Northeast | Residential (New), Residential (Existing) | Water Heating | -11.5953 | 0 | -16.0945 | -88.5875 | 9.3e-05 | 8.8e-05 | 8.5e-05 | 8.3e-05 | 8.5e-05 | 7.3e-05 | 7.7e-05 | 7.8e-05 | 3.5651 | 3.3545 | 3.3749 | 3.2375 | 3.1435 | 3.0505 | 2.8137 | 2.7173 | 2.6457 | 2.556 | 2.4353 | 2.3311 | 2.3154 | 2.636 | 2.6901 | 2.6253 | 2.7436 | 2.9116
ENERGY STAR Res. HPWH (FS) 120V | Efficient competed | Northwest, Great Basin, California, Rocky Mountains, Upper Midwest, Lower Midwest, Lakes/Mid-Atl., Texas, Southwest, Southeast, Northeast | Residential (New), Residential (Existing) | Water Heating | -11.5953 | 0 | -16.0945 | -88.5875 | 3.6e-05 | 3e-05 | 2.6e-05 | 2.3e-05 | 2.2e-05 | 1.8e-05 | 1.8e-05 | 1.8e-05 | 0.87186 | 0.80291 | 0.79602 | 0.74522 | 0.71667 | 0.68591 | 0.62442 | 0.60312 | 0.59122 | 0.57169 | 0.53906 | 0.50887 | 0.49462 | 0.55281 | 0.55829 | 0.53401 | 0.55443 | 0.57981
ENERGY STAR Res. HPWH (FS) 240V | Baseline uncompeted | Northwest, Great Basin, California, Rocky Mountains, Upper Midwest, Lower Midwest, Lakes/Mid-Atl., Texas, Southwest, Southeast, Northeast | Residential (New), Residential (Existing) | Water Heating | 999 | 0 | -5.3891 | -57.0175 | 58.3055 | 58.4368 | 58.5464 | 58.6406 | 58.6234 | 58.5607 | 58.3896 | 58.1815 | 57.9772 | 57.7652 | 57.5573 | 57.3568 | 57.1403 | 56.8827 | 56.6479 | 56.4056 | 56.1537 | 55.9199 | 55.7256 | 55.5729 | 55.4086 | 55.1287 | 54.9049 | 54.7538 | 54.6328 | 54.4964
ENERGY STAR Res. HPWH (FS) 240V | Efficient uncompeted | Northwest, Great Basin, California, Rocky Mountains, Upper Midwest, Lower Midwest, Lakes/Mid-Atl., Texas, Southwest, Southeast, Northeast | Residential (New), Residential (Existing) | Water Heating | 999 | 0 | -5.3891 | -57.0175 | 17.8772 | 16.2223 | 14.4872 | 12.9048 | 11.6037 | 10.7098 | 10.2709 | 9.9561 | 9.798 | 9.5593 | 9.372 | 9.1265 | 8.9929 | 8.8091 | 8.6695 | 8.6303 | 8.6354 | 8.6067 | 8.495 | 8.3745 | 8.1597 | 7.9181 | 7.8026 | 7.6325 | 7.5487 | 7.4033
ENERGY STAR Res. HPWH (FS) 240V | Baseline competed | Northwest, Great Basin, California, Rocky Mountains, Upper Midwest, Lower Midwest, Lakes/Mid-Atl., Texas, Southwest, Southeast, Northeast | Residential (New), Residential (Existing) | Water Heating | 999 | 0 | -5.3891 | -57.0175 | 10.4773 | 9.5681 | 9.0651 | 8.7984 | 9.1622 | 8.0102 | 8.5545 | 8.9952 | 18.7164 | 18.4543 | 18.7635 | 18.438 | 18.3278 | 18.3734 | 17.5065 | 17.3443 | 17.2543 | 16.872 | 16.2881 | 15.7006 | 15.7306 | 17.6542 | 17.6247 | 17.2061 | 17.558 | 18.1458
ENERGY STAR Res. HPWH (FS) 240V | Efficient competed | Northwest, Great Basin, California, Rocky Mountains, Upper Midwest, Lower Midwest, Lakes/Mid-Atl., Texas, Southwest, Southeast, Northeast | Residential (New), Residential (Existing) | Water Heating | 999 | 0 | -5.3891 | -57.0175 | 2.6993 | 2.2033 | 1.8592 | 1.6161 | 1.5465 | 1.2979 | 1.3465 | 1.3891 | 3.0514 | 2.9447 | 2.9504 | 2.8294 | 2.7856 | 2.7542 | 2.5901 | 2.5665 | 2.5705 | 2.5158 | 2.4036 | 2.2849 | 2.2402 | 2.4683 | 2.4385 | 2.3333 | 2.3654 | 2.409
ENERGY STAR Res. HPWH (FS) New | Baseline uncompeted | Northwest, Great Basin, California, Rocky Mountains, Upper Midwest, Lower Midwest, Lakes/Mid-Atl., Texas, Southwest, Southeast, Northeast | Residential (New), Residential (Existing) | Water Heating | 43.0436 | 2.3124 | 2.7294 | 28.8981 | 0.60419 | 1.2094 | 1.8197 | 2.4364 | 3.0484 | 3.6482 | 4.2323 | 4.808 | 5.3704 | 5.9155 | 6.4535 | 6.9907 | 7.5217 | 8.0433 | 8.5622 | 9.0816 | 9.5974 | 10.1068 | 10.6184 | 11.1339 | 11.645 | 12.1281 | 12.6178 | 13.117 | 13.6183 | 14.1126
ENERGY STAR Res. HPWH (FS) New | Efficient uncompeted | Northwest, Great Basin, California, Rocky Mountains, Upper Midwest, Lower Midwest, Lakes/Mid-Atl., Texas, Southwest, Southeast, Northeast | Residential (New), Residential (Existing) | Water Heating | 43.0436 | 2.3124 | 2.7294 | 28.8981 | 0.19589 | 0.35332 | 0.46739 | 0.54774 | 0.61319 | 0.67348 | 0.74641 | 0.82679 | 0.90914 | 0.98634 | 1.0649 | 1.1327 | 1.189 | 1.2359 | 1.2959 | 1.3684 | 1.4501 | 1.5277 | 1.5926 | 1.6497 | 1.695 | 1.7278 | 1.7827 | 1.8274 | 1.8853 | 1.9237
ENERGY STAR Res. HPWH (FS) New | Baseline competed | Northwest, Great Basin, California, Rocky Mountains, Upper Midwest, Lower Midwest, Lakes/Mid-Atl., Texas, Southwest, Southeast, Northeast | Residential (New), Residential (Existing) | Water Heating | 43.0436 | 2.3124 | 2.7294 | 28.8981 | 0.19139 | 0.34419 | 0.49023 | 0.6451 | 0.87359 | 1.0639 | 1.3344 | 1.6221 | 5.3703 | 5.9153 | 6.4533 | 6.9905 | 7.5215 | 8.0431 | 8.562 | 9.0814 | 9.5971 | 10.1066 | 10.6181 | 11.1336 | 11.6447 | 12.1278 | 12.6175 | 13.1167 | 13.6179 | 14.1123
ENERGY STAR Res. HPWH (FS) New | Efficient competed | Northwest, Great Basin, California, Rocky Mountains, Upper Midwest, Lower Midwest, Lakes/Mid-Atl., Texas, Southwest, Southeast, Northeast | Residential (New), Residential (Existing) | Water Heating | 43.0436 | 2.3124 | 2.7294 | 28.8981 | 0.057807 | 0.092843 | 0.1161 | 0.13428 | 0.16472 | 0.18639 | 0.22485 | 0.26799 | 0.90912 | 0.98632 | 1.0649 | 1.1327 | 1.189 | 1.2359 | 1.2959 | 1.3684 | 1.4501 | 1.5277 | 1.5925 | 1.6496 | 1.695 | 1.7277 | 1.7827 | 1.8273 | 1.8853 | 1.9236
ESTAR IECC Res. N-Elec. Env. | Baseline uncompeted | Northwest, Great Basin, California, Rocky Mountains, Upper Midwest, Lower Midwest, Lakes/Mid-Atl., Texas, Southwest, Southeast, Northeast | Residential (New), Residential (Existing) | Heating (Equip.) | 36.4479 | 2.7421 | 4.0776 | 76.3522 | 242.112 | 241.5712 | 240.6449 | 239.3964 | 237.6791 | 235.7309 | 233.6678 | 231.6061 | 230.0384 | 228.3232 | 226.6622 | 225.1463 | 223.7341 | 222.2963 | 220.9814 | 219.7607 | 218.5836 | 217.4428 | 216.4059 | 215.4517 | 214.4498 | 213.2825 | 212.1854 | 211.1769 | 210.1742 | 209.1292
ESTAR IECC Res. N-Elec. Env. | Efficient uncompeted | Northwest, Great Basin, California, Rocky Mountains, Upper Midwest, Lower Midwest, Lakes/Mid-Atl., Texas, Southwest, Southeast, Northeast | Residential (New), Residential (Existing) | Heating (Equip.) | 36.4479 | 2.7421 | 4.0776 | 76.3522 | 134.6602 | 135.1504 | 135.4148 | 135.4846 | 135.2628 | 134.8713 | 134.378 | 133.856 | 133.5835 | 133.1897 | 132.8029 | 132.4819 | 132.2025 | 131.8896 | 131.6291 | 131.4147 | 131.2138 | 131.0143 | 130.8624 | 130.7456 | 130.5888 | 130.3142 | 130.0694 | 129.8648 | 129.6506 | 129.3974
ESTAR IECC Res. N-Elec. Env. | Baseline competed | Northwest, Great Basin, California, Rocky Mountains, Upper Midwest, Lower Midwest, Lakes/Mid-Atl., Texas, Southwest, Southeast, Northeast | Residential (New), Residential (Existing) | Heating (Equip.) | 36.4479 | 2.7421 | 4.0776 | 76.3522 | 7.7197 | 9.0642 | 10.0485 | 10.9541 | 11.2476 | 10.6309 | 10.7335 | 10.821 | 16.0379 | 15.9542 | 15.9089 | 16.0378 | 16.0801 | 15.9858 | 16.2323 | 2.3361 | 2.4289 | 2.5602 | 2.7624 | 3.0207 | 3.1877 | 3.2744 | 3.6275 | 3.9423 | 4.444 | 5.0526
ESTAR IECC Res. N-Elec. Env. | Efficient competed | Northwest, Great Basin, California, Rocky Mountains, Upper Midwest, Lower Midwest, Lakes/Mid-Atl., Texas, Southwest, Southeast, Northeast | Residential (New), Residential (Existing) | Heating (Equip.) | 36.4479 | 2.7421 | 4.0776 | 76.3522 | 4.2708 | 5.0444 | 5.6248 | 6.1668 | 6.3671 | 6.0359 | 6.1261 | 6.2071 | 9.2617 | 9.2548 | 9.2688 | 9.3838 | 9.4476 | 9.4303 | 9.6134 | 1.3887 | 1.4494 | 1.5334 | 1.6605 | 1.8222 | 1.9296 | 1.9887 | 2.2103 | 2.4098 | 2.7248 | 3.1074
Min. Eff. Com. ASHP (FS) | Baseline uncompeted | California, Upper Midwest, Lower Midwest, Texas, Southwest, Southeast | Commercial (New), Commercial (Existing) | Heating (Equip.), Cooling (Equip.) | -10.9484 | 95.1389 | 74.3563 | 587.7549 | 38.3931 | 36.6972 | 34.9576 | 33.8015 | 33.2369 | 32.6458 | 32.2446 | 31.7858 | 31.6081 | 31.2695 | 31.073 | 30.811 | 30.5524 | 30.3924 | 30.1506 | 29.8634 | 29.6347 | 29.3996 | 29.1226 | 28.6122 | 28.4334 | 28.0868 | 27.7963 | 27.6075 | 27.411 | 27.2149
Min. Eff. Com. ASHP (FS) | Efficient uncompeted | California, Upper Midwest, Lower Midwest, Texas, Southwest, Southeast | Commercial (New), Commercial (Existing) | Heating (Equip.), Cooling (Equip.) | -10.9484 | 95.1389 | 74.3563 | 587.7549 | 24.4074 | 21.2927 | 18.1374 | 16.0392 | 14.8499 | 13.8116 | 13.2064 | 12.5839 | 12.5531 | 12.2048 | 12.105 | 11.9868 | 11.8271 | 11.8306 | 11.6377 | 11.4264 | 11.3528 | 11.2617 | 11.0521 | 10.571 | 10.4411 | 10.1872 | 10.0247 | 9.9507 | 9.8332 | 9.7028
Min. Eff. Com. ASHP (FS) | Baseline competed | California, Upper Midwest, Lower Midwest, Texas, Southwest, Southeast | Commercial (New), Commercial (Existing) | Heating (Equip.), Cooling (Equip.) | -10.9484 | 95.1389 | 74.3563 | 587.7549 | 7.4042 | 6.4455 | 5.5294 | 4.9394 | 4.6716 | 0 | 0 | 0 | 0 | 0 | 0 | 0 | 0 | 0 | 0 | 0 | 0 | 0 | 0 | 0 | 0 | 0 | 0 | 0 | 0 | 0
Min. Eff. Com. ASHP (FS) | Efficient competed | California, Upper Midwest, Lower Midwest, Texas, Southwest, Southeast | Commercial (New), Commercial (Existing) | Heating (Equip.), Cooling (Equip.) | -10.9484 | 95.1389 | 74.3563 | 587.7549 | 7.3579 | 6.3827 | 5.4511 | 4.8531 | 4.5823 | 0 | 0 | 0 | 0 | 0 | 0 | 0 | 0 | 0 | 0 | 0 | 0 | 0 | 0 | 0 | 0 | 0 | 0 | 0 | 0 | 0
Min. Eff. Com. ASHP (FS) CC | Baseline uncompeted | Northwest, Great Basin, Rocky Mountains, Upper Midwest, Lakes/Mid-Atl., Northeast | Commercial (New), Commercial (Existing) | Heating (Equip.), Cooling (Equip.) | -11.6634 | 999 | 71.1741 | 588.2866 | 54.4279 | 54.817 | 54.9554 | 54.9133 | 54.5807 | 54.2361 | 53.9906 | 53.7907 | 53.4407 | 53.0475 | 52.6523 | 52.2256 | 51.8603 | 51.3965 | 50.9677 | 50.57 | 50.1819 | 49.7939 | 49.4262 | 49.1302 | 48.7343 | 48.2948 | 47.9108 | 47.52 | 47.2061 | 46.7945
Min. Eff. Com. ASHP (FS) CC | Efficient uncompeted | Northwest, Great Basin, Rocky Mountains, Upper Midwest, Lakes/Mid-Atl., Northeast | Commercial (New), Commercial (Existing) | Heating (Equip.), Cooling (Equip.) | -11.6634 | 999 | 71.1741 | 588.2866 | 23.9441 | 22.4814 | 20.9284 | 19.1624 | 17.373 | 16.3069 | 15.7849 | 15.5151 | 15.1211 | 14.6963 | 14.3362 | 13.7291 | 13.6266 | 13.2719 | 13.1364 | 13.1543 | 13.2225 | 13.1946 | 13.0595 | 12.9611 | 12.667 | 12.3572 | 12.134 | 11.7492 | 11.6682 | 11.4541
Min. Eff. Com. ASHP (FS) CC | Baseline competed | Northwest, Great Basin, Rocky Mountains, Upper Midwest, Lakes/Mid-Atl., Northeast | Commercial (New), Commercial (Existing) | Heating (Equip.), Cooling (Equip.) | -11.6634 | 999 | 71.1741 | 588.2866 | 1.3321 | 1.2584 | 1.1824 | 1.0985 | 1.0137 | 0 | 0 | 0 | 0 | 0 | 0 | 0 | 0 | 0 | 0 | 0 | 0 | 0 | 0 | 0 | 0 | 0 | 0 | 0 | 0 | 0
Min. Eff. Com. ASHP (FS) CC | Efficient competed | Northwest, Great Basin, Rocky Mountains, Upper Midwest, Lakes/Mid-Atl., Northeast | Commercial (New), Commercial (Existing) | Heating (Equip.), Cooling (Equip.) | -11.6634 | 999 | 71.1741 | 588.2866 | 1.2664 | 1.1918 | 1.1149 | 1.0307 | 0.94568 | 0 | 0 | 0 | 0 | 0 | 0 | 0 | 0 | 0 | 0 | 0 | 0 | 0 | 0 | 0 | 0 | 0 | 0 | 0 | 0 | 0
Min. Eff. Com. ASHP (RST) | Baseline uncompeted | California, Upper Midwest, Lower Midwest, Texas, Southwest, Southeast | Commercial (New), Commercial (Existing) | Heating (Equip.), Cooling (Equip.) | 0.439 | 20.0192 | 23.9389 | 1991.996 | 12.2752 | 10.6686 | 9.103 | 8.0608 | 7.5293 | 7.0509 | 6.7631 | 6.4611 | 6.4441 | 6.2706 | 6.2216 | 6.1422 | 6.0586 | 6.0689 | 5.9746 | 5.8632 | 5.8159 | 5.7656 | 5.6531 | 5.3701 | 5.3134 | 5.1807 | 5.0915 | 5.0565 | 5.0012 | 4.9492
Min. Eff. Com. ASHP (RST) | Efficient uncompeted | California, Upper Midwest, Lower Midwest, Texas, Southwest, Southeast | Commercial (New), Commercial (Existing) | Heating (Equip.), Cooling (Equip.) | 0.439 | 20.0192 | 23.9389 | 1991.996 | 10.0657 | 8.7371 | 7.4601 | 6.6299 | 6.2387 | 5.8674 | 5.6365 | 5.384 | 5.3576 | 5.2228 | 5.1919 | 5.1185 | 5.0455 | 5.0558 | 4.9948 | 4.9155 | 4.8815 | 4.8414 | 4.7551 | 4.5105 | 4.4852 | 4.3925 | 4.3259 | 4.3078 | 4.2735 | 4.2447
Min. Eff. Com. ASHP (RST) | Baseline competed | California, Upper Midwest, Lower Midwest, Texas, Southwest, Southeast | Commercial (New), Commercial (Existing) | Heating (Equip.), Cooling (Equip.) | 0.439 | 20.0192 | 23.9389 | 1991.996 | 3.1794 | 2.8155 | 2.3963 | 2.0906 | 1.8911 | 0 | 0 | 0 | 0 | 0 | 0 | 0 | 0 | 0 | 0 | 0 | 0 | 0 | 0 | 0 | 0 | 0 | 0 | 0 | 0 | 0
Min. Eff. Com. ASHP (RST) | Efficient competed | California, Upper Midwest, Lower Midwest, Texas, Southwest, Southeast | Commercial (New), Commercial (Existing) | Heating (Equip.), Cooling (Equip.) | 0.439 | 20.0192 | 23.9389 | 1991.996 | 0.90168 | 0.7976 | 0.67825 | 0.59114 | 0.53433 | 0 | 0 | 0 | 0 | 0 | 0 | 0 | 0 | 0 | 0 | 0 | 0 | 0 | 0 | 0 | 0 | 0 | 0 | 0 | 0 | 0
Min. Eff. Com. ASHP (RST) CC | Baseline uncompeted | Northwest, Great Basin, Rocky Mountains, Upper Midwest, Lakes/Mid-Atl., Northeast | Commercial (New), Commercial (Existing) | Heating (Equip.), Cooling (Equip.) | 2.9101 | 15.5495 | 20.2955 | 1079.0557 | 7.7729 | 7.2545 | 6.7121 | 6.0938 | 5.5264 | 5.1477 | 4.9838 | 4.9226 | 4.805 | 4.6535 | 4.5514 | 4.4194 | 4.3598 | 4.2498 | 4.2057 | 4.2084 | 4.2169 | 4.2044 | 4.1681 | 4.147 | 4.0712 | 3.9827 | 3.925 | 3.8092 | 3.7914 | 3.721
Min. Eff. Com. ASHP (RST) CC | Efficient uncompeted | Northwest, Great Basin, Rocky Mountains, Upper Midwest, Lakes/Mid-Atl., Northeast | Commercial (New), Commercial (Existing) | Heating (Equip.), Cooling (Equip.) | 2.9101 | 15.5495 | 20.2955 | 1079.0557 | 4.6169 | 4.3264 | 4.0252 | 3.6888 | 3.3654 | 3.1447 | 3.0423 | 3.0074 | 2.9311 | 2.8434 | 2.7827 | 2.6966 | 2.6731 | 2.6267 | 2.6071 | 2.6186 | 2.638 | 2.6425 | 2.6318 | 2.6316 | 2.5971 | 2.5523 | 2.5242 | 2.4573 | 2.4619 | 2.4299
Min. Eff. Com. ASHP (RST) CC | Baseline competed | Northwest, Great Basin, Rocky Mountains, Upper Midwest, Lakes/Mid-Atl., Northeast | Commercial (New), Commercial (Existing) | Heating (Equip.), Cooling (Equip.) | 2.9101 | 15.5495 | 20.2955 | 1079.0557 | 5.2779 | 4.9069 | 4.5162 | 4.0638 | 3.6641 | 0 | 0 | 0 | 0 | 0 | 0 | 0 | 0 | 0 | 0 | 0 | 0 | 0 | 0 | 0 | 0 | 0 | 0 | 0 | 0 | 0
Min. Eff. Com. ASHP (RST) CC | Efficient competed | Northwest, Great Basin, Rocky Mountains, Upper Midwest, Lakes/Mid-Atl., Northeast | Commercial (New), Commercial (Existing) | Heating (Equip.), Cooling (Equip.) | 2.9101 | 15.5495 | 20.2955 | 1079.0557 | 2.1375 | 1.9933 | 1.8426 | 1.6708 | 1.5139 | 0 | 0 | 0 | 0 | 0 | 0 | 0 | 0 | 0 | 0 | 0 | 0 | 0 | 0 | 0 | 0 | 0 | 0 | 0 | 0 | 0
Min. Eff. Res. ASHP (FS) | Baseline uncompeted | California, Upper Midwest, Lower Midwest, Texas, Southwest, Southeast | Residential (New), Residential (Existing) | Heating (Equip.), Cooling (Equip.) | 999 | 999 | 270.2212 | 827.6059 | 92.1179 | 89.2833 | 86.1869 | 83.9618 | 82.6716 | 81.3038 | 80.2133 | 79.1033 | 78.8308 | 78.3864 | 78.1816 | 77.9824 | 77.6763 | 77.6855 | 77.4699 | 77.3438 | 77.3607 | 77.3025 | 77.1453 | 76.7198 | 76.6292 | 76.4701 | 76.3016 | 76.2166 | 76.2365 | 76.1263
Min. Eff. Res. ASHP (FS) | Efficient uncompeted | California, Upper Midwest, Lower Midwest, Texas, Southwest, Southeast | Residential (New), Residential (Existing) | Heating (Equip.), Cooling (Equip.) | 999 | 999 | 270.2212 | 827.6059 | 60.8668 | 53.0643 | 45.1442 | 39.4991 | 36.0878 | 33.0438 | 31.5077 | 29.9737 | 30.2624 | 29.7198 | 29.7173 | 30.0118 | 30.003 | 30.506 | 30.1286 | 29.9783 | 30.2028 | 30.3525 | 30.1421 | 29.6617 | 29.3056 | 28.9043 | 28.8258 | 28.8457 | 28.8316 | 28.5421
Min. Eff. Res. ASHP (FS) | Baseline competed | California, Upper Midwest, Lower Midwest, Texas, Southwest, Southeast | Residential (New), Residential (Existing) | Heating (Equip.), Cooling (Equip.) | 999 | 999 | 270.2212 | 827.6059 | 7e-05 | 9.2e-05 | 0.000117 | 0.000145 | 0.000175 | 0 | 0 | 0 | 0 | 0 | 0 | 0 | 0 | 0 | 0 | 0 | 0 | 0 | 0 | 0 | 0 | 0 | 0 | 0 | 0 | 0
Min. Eff. Res. ASHP (FS) | Efficient competed | California, Upper Midwest, Lower Midwest, Texas, Southwest, Southeast | Residential (New), Residential (Existing) | Heating (Equip.), Cooling (Equip.) | 999 | 999 | 270.2212 | 827.6059 | 2.1e-05 | 2.6e-05 | 2.9e-05 | 3.3e-05 | 3.7e-05 | 0 | 0 | 0 | 0 | 0 | 0 | 0 | 0 | 0 | 0 | 0 | 0 | 0 | 0 | 0 | 0 | 0 | 0 | 0 | 0 | 0
Min. Eff. Res. ASHP (FS) CC | Baseline uncompeted | Northwest, Great Basin, Rocky Mountains, Upper Midwest, Lakes/Mid-Atl., Northeast | Residential (New), Residential (Existing) | Heating (Equip.), Cooling (Equip.) | 999 | 999 | 265.9458 | 562.4935 | 168.2395 | 167.5838 | 166.5629 | 165.1659 | 163.2715 | 161.5271 | 159.9936 | 158.633 | 157.5119 | 156.3259 | 155.2476 | 154.2034 | 153.1942 | 152.067 | 151.2514 | 150.5757 | 149.9728 | 149.3747 | 148.8109 | 148.3333 | 147.6641 | 146.9614 | 146.3806 | 145.7223 | 145.1792 | 144.5402
Min. Eff. Res. ASHP (FS) CC | Efficient uncompeted | Northwest, Great Basin, Rocky Mountains, Upper Midwest, Lakes/Mid-Atl., Northeast | Residential (New), Residential (Existing) | Heating (Equip.), Cooling (Equip.) | 999 | 999 | 265.9458 | 562.4935 | 97.5758 | 89.9989 | 82.698 | 74.602 | 66.6663 | 62.0109 | 59.982 | 58.702 | 57.5422 | 56.1054 | 54.8946 | 53.0016 | 52.4945 | 51.022 | 50.7116 | 50.9997 | 51.4715 | 51.5634 | 51.2275 | 50.829 | 49.5888 | 48.6071 | 47.9979 | 46.7465 | 46.365 | 45.7247
Min. Eff. Res. ASHP (FS) CC | Baseline competed | Northwest, Great Basin, Rocky Mountains, Upper Midwest, Lakes/Mid-Atl., Northeast | Residential (New), Residential (Existing) | Heating (Equip.), Cooling (Equip.) | 999 | 999 | 265.9458 | 562.4935 | 4e-06 | 5e-06 | 6e-06 | 7e-06 | 8e-06 | 0 | 0 | 0 | 0 | 0 | 0 | 0 | 0 | 0 | 0 | 0 | 0 | 0 | 0 | 0 | 0 | 0 | 0 | 0 | 0 | 0
Min. Eff. Res. ASHP (FS) CC | Efficient competed | Northwest, Great Basin, Rocky Mountains, Upper Midwest, Lakes/Mid-Atl., Northeast | Residential (New), Residential (Existing) | Heating (Equip.), Cooling (Equip.) | 999 | 999 | 265.9458 | 562.4935 | 1e-06 | 2e-06 | 2e-06 | 2e-06 | 3e-06 | 0 | 0 | 0 | 0 | 0 | 0 | 0 | 0 | 0 | 0 | 0 | 0 | 0 | 0 | 0 | 0 | 0 | 0 | 0 | 0 | 0
Min. Eff. Res. ASHP (RST) | Baseline uncompeted | California, Upper Midwest, Lower Midwest, Texas, Southwest, Southeast | Residential (New), Residential (Existing) | Heating (Equip.), Cooling (Equip.) | -8.3182 | 32.2089 | 54.3962 | 3912.3628 | 31.9122 | 27.8136 | 23.5923 | 20.6536 | 18.8013 | 17.3402 | 16.3908 | 15.6377 | 15.6324 | 15.2792 | 15.207 | 15.186 | 14.9974 | 15.0291 | 14.8561 | 14.6837 | 14.7286 | 14.762 | 14.633 | 14.2959 | 14.1793 | 14.0277 | 13.9478 | 13.8961 | 13.8632 | 13.8006
Min. Eff. Res. ASHP (RST) | Efficient uncompeted | California, Upper Midwest, Lower Midwest, Texas, Southwest, Southeast | Residential (New), Residential (Existing) | Heating (Equip.), Cooling (Equip.) | -8.3182 | 32.2089 | 54.3962 | 3912.3628 | 19.0859 | 16.7244 | 14.2578 | 12.5595 | 11.5951 | 10.7926 | 10.2793 | 9.8334 | 9.8582 | 9.7227 | 9.758 | 9.801 | 9.7359 | 9.8476 | 9.8108 | 9.7917 | 9.8926 | 9.965 | 9.9385 | 9.7489 | 9.7463 | 9.7474 | 9.7586 | 9.7907 | 9.8533 | 9.8686
Min. Eff. Res. ASHP (RST) | Baseline competed | California, Upper Midwest, Lower Midwest, Texas, Southwest, Southeast | Residential (New), Residential (Existing) | Heating (Equip.), Cooling (Equip.) | -8.3182 | 32.2089 | 54.3962 | 3912.3628 | 7.6387 | 6.8872 | 6.0118 | 5.4017 | 5.0065 | 0.066586 | 0.062065 | 0.058931 | 0.047154 | 0.043864 | 0.043202 | 0.041368 | 0.038863 | 0.036878 | 0.035086 | 0.01952 | 0.018762 | 0.018462 | 0.017817 | 0.016932 | 0.016447 | 0.016313 | 0.016099 | 0.015769 | 0.015548 | 0.015825
Min. Eff. Res. ASHP (RST) | Efficient competed | California, Upper Midwest, Lower Midwest, Texas, Southwest, Southeast | Residential (New), Residential (Existing) | Heating (Equip.), Cooling (Equip.) | -8.3182 | 32.2089 | 54.3962 | 3912.3628 | 4.5685 | 4.1413 | 3.6332 | 3.2847 | 3.0876 | 0.041216 | 0.038699 | 0.036834 | 0.026791 | 0.025143 | 0.024926 | 0.023998 | 0.022672 | 0.021708 | 0.020825 | 0.011759 | 0.011397 | 0.011273 | 0.010954 | 0.01046 | 0.010246 | 0.010277 | 0.010216 | 0.010084 | 0.010037 | 0.010278
Min. Eff. Res. ASHP (RST) CC | Baseline uncompeted | Northwest, Great Basin, Rocky Mountains, Upper Midwest, Lakes/Mid-Atl., Northeast | Residential (New), Residential (Existing) | Heating (Equip.), Cooling (Equip.) | -5.1354 | 23.4674 | 45.2263 | 2511.0211 | 17.9641 | 16.6455 | 15.4308 | 14.0148 | 12.6092 | 11.7093 | 11.3149 | 11.1967 | 10.9748 | 10.6467 | 10.4948 | 10.3429 | 10.0926 | 9.6879 | 9.6125 | 9.608 | 9.6502 | 9.6334 | 9.6026 | 9.5805 | 9.4445 | 9.26 | 9.2086 | 9.0527 | 9.0274 | 8.874
Min. Eff. Res. ASHP (RST) CC | Efficient uncompeted | Northwest, Great Basin, Rocky Mountains, Upper Midwest, Lakes/Mid-Atl., Northeast | Residential (New), Residential (Existing) | Heating (Equip.), Cooling (Equip.) | -5.1354 | 23.4674 | 45.2263 | 2511.0211 | 9.3989 | 8.7799 | 8.2032 | 7.5212 | 6.7988 | 6.3458 | 6.1629 | 6.1349 | 6.0433 | 5.9236 | 5.8893 | 5.8327 | 5.7292 | 5.5374 | 5.5341 | 5.5774 | 5.653 | 5.697 | 5.7276 | 5.7633 | 5.7158 | 5.6532 | 5.6673 | 5.6064 | 5.6335 | 5.5942
Min. Eff. Res. ASHP (RST) CC | Baseline competed | Northwest, Great Basin, Rocky Mountains, Upper Midwest, Lakes/Mid-Atl., Northeast | Residential (New), Residential (Existing) | Heating (Equip.), Cooling (Equip.) | -5.1354 | 23.4674 | 45.2263 | 2511.0211 | 1.8538 | 1.7602 | 1.67 | 1.5428 | 1.4087 | 0.40538 | 0.38583 | 0.37072 | 0.2816 | 0.26 | 0.24863 | 0.23493 | 0.21904 | 0.19948 | 0.18525 | 0.11088 | 0.1054 | 0.10037 | 0.096219 | 0.092567 | 0.087039 | 0.081779 | 0.078967 | 0.074056 | 0.072764 | 0.070178
Min. Eff. Res. ASHP (RST) CC | Efficient competed | Northwest, Great Basin, Rocky Mountains, Upper Midwest, Lakes/Mid-Atl., Northeast | Residential (New), Residential (Existing) | Heating (Equip.), Cooling (Equip.) | -5.1354 | 23.4674 | 45.2263 | 2511.0211 | 0.96993 | 0.92847 | 0.8878 | 0.82793 | 0.75958 | 0.21809 | 0.20849 | 0.20137 | 0.12342 | 0.11442 | 0.10969 | 0.10375 | 0.097013 | 0.088665 | 0.082549 | 0.051615 | 0.049358 | 0.047289 | 0.04558 | 0.044094 | 0.041618 | 0.039293 | 0.038101 | 0.035853 | 0.03535 | 0.034215
Other Res. Heating | Baseline uncompeted | Northwest, Great Basin, California, Rocky Mountains, Upper Midwest, Lower Midwest, Lakes/Mid-Atl., Texas, Southwest, Southeast, Northeast | Residential (New), Residential (Existing) | Heating (Equip.) | 999 | 0 | 999 | 999 | 11.3099 | 10.0859 | 8.9282 | 7.8988 | 7.0772 | 6.5314 | 6.2513 | 6.0911 | 6.0022 | 5.7737 | 5.6433 | 5.5492 | 5.4759 | 5.3641 | 5.266 | 5.1951 | 5.177 | 5.1407 | 5.0635 | 4.9575 | 4.8419 | 4.6912 | 4.5851 | 4.4587 | 4.407 | 4.2754
Other Res. Heating | Efficient uncompeted | Northwest, Great Basin, California, Rocky Mountains, Upper Midwest, Lower Midwest, Lakes/Mid-Atl., Texas, Southwest, Southeast, Northeast | Residential (New), Residential (Existing) | Heating (Equip.) | 999 | 0 | 999 | 999 | 11.3099 | 10.0859 | 8.9282 | 7.8988 | 7.0772 | 6.5314 | 6.2513 | 6.0911 | 6.0022 | 5.7737 | 5.6433 | 5.5492 | 5.4759 | 5.3641 | 5.266 | 5.1951 | 5.177 | 5.1407 | 5.0635 | 4.9575 | 4.8419 | 4.6912 | 4.5851 | 4.4587 | 4.407 | 4.2754
Other Res. Heating | Baseline competed | Northwest, Great Basin, California, Rocky Mountains, Upper Midwest, Lower Midwest, Lakes/Mid-Atl., Texas, Southwest, Southeast, Northeast | Residential (New), Residential (Existing) | Heating (Equip.) | 999 | 0 | 999 | 999 | 11.3099 | 10.0859 | 8.9282 | 7.8988 | 7.0772 | 6.5314 | 6.2513 | 6.0911 | 6.0022 | 5.7737 | 5.6433 | 5.5492 | 5.4759 | 5.3641 | 5.266 | 5.1951 | 5.177 | 5.1407 | 5.0635 | 4.9575 | 4.8419 | 4.6912 | 4.5851 | 4.4587 | 4.407 | 4.2754
Other Res. Heating | Efficient competed | Northwest, Great Basin, California, Rocky Mountains, Upper Midwest, Lower Midwest, Lakes/Mid-Atl., Texas, Southwest, Southeast, Northeast | Residential (New), Residential (Existing) | Heating (Equip.) | 999 | 0 | 999 | 999 | 11.3099 | 10.0859 | 8.9282 | 7.8988 | 7.0772 | 6.5314 | 6.2513 | 6.0911 | 6.0022 | 5.7737 | 5.6433 | 5.5492 | 5.4759 | 5.3641 | 5.266 | 5.1951 | 5.177 | 5.1407 | 5.0635 | 4.9575 | 4.8419 | 4.6912 | 4.5851 | 4.4587 | 4.407 | 4.2754
Other Res. Heating (FS) | Baseline uncompeted | Northwest, Great Basin, California, Rocky Mountains, Upper Midwest, Lower Midwest, Lakes/Mid-Atl., Texas, Southwest, Southeast, Northeast | Residential (New), Residential (Existing) | Heating (Equip.) | 999 | 0 | 999 | 0 | 18.3017 | 18.029 | 17.8238 | 17.6577 | 17.5342 | 17.4246 | 17.3344 | 17.2386 | 17.1329 | 17.0427 | 16.9544 | 16.8679 | 16.7862 | 16.6996 | 16.6124 | 16.5266 | 16.45 | 16.3633 | 16.2851 | 16.1947 | 16.1098 | 16.034 | 15.9558 | 15.8718 | 15.7887 | 15.7002
Other Res. Heating (FS) | Efficient uncompeted | Northwest, Great Basin, California, Rocky Mountains, Upper Midwest, Lower Midwest, Lakes/Mid-Atl., Texas, Southwest, Southeast, Northeast | Residential (New), Residential (Existing) | Heating (Equip.) | 999 | 0 | 999 | 0 | 25.6709 | 22.6952 | 19.9682 | 17.5901 | 15.7049 | 14.5002 | 13.9424 | 13.5812 | 13.3724 | 12.9521 | 12.6633 | 12.3748 | 12.2542 | 12.0353 | 11.8818 | 11.8 | 11.8288 | 11.7961 | 11.6455 | 11.3716 | 11.0892 | 10.7861 | 10.5852 | 10.341 | 10.2115 | 9.9999
Other Res. Heating (FS) | Baseline competed | Northwest, Great Basin, California, Rocky Mountains, Upper Midwest, Lower Midwest, Lakes/Mid-Atl., Texas, Southwest, Southeast, Northeast | Residential (New), Residential (Existing) | Heating (Equip.) | 999 | 0 | 999 | 0 | 0 | 0 | 0 | 0 | 0 | 0 | 0 | 0 | 0 | 0 | 0 | 0 | 0 | 0 | 0 | 0 | 0 | 0 | 0 | 0 | 0 | 0 | 0 | 0 | 0 | 0
Other Res. Heating (FS) | Efficient competed | Northwest, Great Basin, California, Rocky Mountains, Upper Midwest, Lower Midwest, Lakes/Mid-Atl., Texas, Southwest, Southeast, Northeast | Residential (New), Residential (Existing) | Heating (Equip.) | 999 | 0 | 999 | 0 | 0 | 0 | 0 | 0 | 0 | 0 | 0 | 0 | 0 | 0 | 0 | 0 | 0 | 0 | 0 | 0 | 0 | 0 | 0 | 0 | 0 | 0 | 0 | 0 | 0 | 0
Prosp. Com. ASHP (FS) + Env. + Ctls. | Baseline uncompeted | California, Upper Midwest, Lower Midwest, Texas, Southwest, Southeast | Commercial (New), Commercial (Existing) | Heating (Equip.), Cooling (Equip.), Ventilation | 20.3333 | 4.8172 | 5.2349 | 162.4706 | 43.9648 | 41.4666 | 38.9471 | 37.2547 | 36.3905 | 35.5191 | 34.9343 | 34.2902 | 34.0502 | 33.5981 | 33.3325 | 33.0019 | 32.6755 | 32.4843 | 32.1656 | 31.8066 | 31.5214 | 31.2378 | 30.8908 | 30.2708 | 30.0397 | 29.6163 | 29.2725 | 29.0461 | 28.8103 | 28.5742
Prosp. Com. ASHP (FS) + Env. + Ctls. | Efficient uncompeted | California, Upper Midwest, Lower Midwest, Texas, Southwest, Southeast | Commercial (New), Commercial (Existing) | Heating (Equip.), Cooling (Equip.), Ventilation | 20.3333 | 4.8172 | 5.2349 | 162.4706 | 43.9648 | 41.4666 | 38.9471 | 37.2547 | 36.3905 | 5.0836 | 4.7939 | 4.513 | 4.4742 | 4.3135 | 4.2251 | 4.1675 | 4.0837 | 4.0464 | 3.9148 | 1.9136 | 1.8761 | 1.8424 | 1.8001 | 1.7026 | 1.6606 | 1.5962 | 1.5541 | 1.5319 | 1.5003 | 1.4654
Prosp. Com. ASHP (FS) + Env. + Ctls. | Baseline competed | California, Upper Midwest, Lower Midwest, Texas, Southwest, Southeast | Commercial (New), Commercial (Existing) | Heating (Equip.), Cooling (Equip.), Ventilation | 20.3333 | 4.8172 | 5.2349 | 162.4706 | 0 | 0 | 0 | 0 | 0 | 6.7296 | 6.4756 | 6.1935 | 6.1505 | 6.0022 | 5.9671 | 7.8687 | 7.7514 | 7.7612 | 7.6776 | 7.5382 | 7.4872 | 7.4241 | 7.2527 | 6.8834 | 6.8577 | 6.7307 | 6.592 | 6.5699 | 6.5249 | 6.4424
Prosp. Com. ASHP (FS) + Env. + Ctls. | Efficient competed | California, Upper Midwest, Lower Midwest, Texas, Southwest, Southeast | Commercial (New), Commercial (Existing) | Heating (Equip.), Cooling (Equip.), Ventilation | 20.3333 | 4.8172 | 5.2349 | 162.4706 | 0 | 0 | 0 | 0 | 0 | 0.37537 | 0.36366 | 0.35064 | 0.35021 | 0.35361 | 0.3538 | 0.46272 | 0.45726 | 0.45887 | 0.46208 | 0.43222 | 0.42986 | 0.42695 | 0.42716 | 0.40466 | 0.40437 | 0.39718 | 0.3859 | 0.38864 | 0.38564 | 0.37764
Prosp. Com. ASHP (FS) + Env. + Ctls. CC | Baseline uncompeted | Northwest, Great Basin, Rocky Mountains, Upper Midwest, Lakes/Mid-Atl., Northeast | Commercial (New), Commercial (Existing) | Heating (Equip.), Cooling (Equip.), Ventilation | 17.0143 | 5.6606 | 6.898 | 138.1344 | 59.7505 | 59.6964 | 59.3892 | 58.8951 | 58.1413 | 57.5114 | 57.0943 | 56.7842 | 56.2979 | 55.7648 | 55.2521 | 54.6726 | 54.2508 | 53.7103 | 53.2175 | 52.7898 | 52.3775 | 51.951 | 51.5315 | 51.1963 | 50.7311 | 50.2183 | 49.775 | 49.2976 | 48.9547 | 48.4909
Prosp. Com. ASHP (FS) + Env. + Ctls. CC | Efficient uncompeted | Northwest, Great Basin, Rocky Mountains, Upper Midwest, Lakes/Mid-Atl., Northeast | Commercial (New), Commercial (Existing) | Heating (Equip.), Cooling (Equip.), Ventilation | 17.0143 | 5.6606 | 6.898 | 138.1344 | 59.7505 | 59.6964 | 59.3892 | 58.8951 | 58.1413 | 9.594 | 9.2251 | 9.0033 | 8.7218 | 8.4317 | 8.1664 | 7.773 | 7.6552 | 7.3775 | 7.2341 | 2.3359 | 2.3387 | 2.3281 | 2.3005 | 2.2803 | 2.2246 | 2.169 | 2.1307 | 2.0592 | 2.0428 | 2.008
Prosp. Com. ASHP (FS) + Env. + Ctls. CC | Baseline competed | Northwest, Great Basin, Rocky Mountains, Upper Midwest, Lakes/Mid-Atl., Northeast | Commercial (New), Commercial (Existing) | Heating (Equip.), Cooling (Equip.), Ventilation | 17.0143 | 5.6606 | 6.898 | 138.1344 | 0 | 0 | 0 | 0 | 0 | 4.0304 | 3.899 | 3.8566 | 3.7547 | 3.6493 | 3.5746 | 3.4601 | 3.4425 | 3.4048 | 3.3859 | 3.4074 | 3.4446 | 3.4604 | 3.4571 | 3.4688 | 3.4362 | 3.388 | 3.3589 | 3.2791 | 3.2992 | 3.27
Prosp. Com. ASHP (FS) + Env. + Ctls. CC | Efficient competed | Northwest, Great Basin, Rocky Mountains, Upper Midwest, Lakes/Mid-Atl., Northeast | Commercial (New), Commercial (Existing) | Heating (Equip.), Cooling (Equip.), Ventilation | 17.0143 | 5.6606 | 6.898 | 138.1344 | 0 | 0 | 0 | 0 | 0 | 0.098215 | 0.095943 | 0.096378 | 0.094693 | 0.094344 | 0.0928 | 0.090878 | 0.09295 | 0.093647 | 0.093699 | 0.1286 | 0.13002 | 0.13043 | 0.13267 | 0.13308 | 0.13176 | 0.13207 | 0.13041 | 0.12645 | 0.12663 | 0.12435
Prosp. Com. ASHP (LFL) + Env. + Ctls. | Baseline uncompeted | California, Upper Midwest, Lower Midwest, Texas, Southwest, Southeast | Commercial (New), Commercial (Existing) | Heating (Equip.), Cooling (Equip.), Ventilation | 999 | 0 | -2.8915 | -222.6221 | 3.4586 | 2.968 | 2.4969 | 2.1778 | 2.0003 | 1.8451 | 1.7402 | 1.6405 | 1.6122 | 1.5484 | 1.5147 | 1.4754 | 1.4352 | 1.4188 | 1.3801 | 1.3386 | 1.3106 | 1.2853 | 1.2452 | 1.1709 | 1.1451 | 1.1006 | 1.0674 | 1.0453 | 1.0211 | 0.9984
Prosp. Com. ASHP (LFL) + Env. + Ctls. | Efficient uncompeted | California, Upper Midwest, Lower Midwest, Texas, Southwest, Southeast | Commercial (New), Commercial (Existing) | Heating (Equip.), Cooling (Equip.), Ventilation | 999 | 0 | -2.8915 | -222.6221 | 3.4586 | 2.968 | 2.4969 | 2.1778 | 2.0003 | 0.64461 | 0.60161 | 0.56055 | 0.54745 | 0.52095 | 0.5044 | 0.48909 | 0.47353 | 0.4659 | 0.44795 | 0.34815 | 0.33879 | 0.33074 | 0.31895 | 0.29993 | 0.29091 | 0.27751 | 0.26844 | 0.26221 | 0.25545 | 0.24858
Prosp. Com. ASHP (LFL) + Env. + Ctls. | Baseline competed | California, Upper Midwest, Lower Midwest, Texas, Southwest, Southeast | Commercial (New), Commercial (Existing) | Heating (Equip.), Cooling (Equip.), Ventilation | 999 | 0 | -2.8915 | -222.6221 | 0 | 0 | 0 | 0 | 0 | 1.2294 | 1.1638 | 1.1038 | 1.0889 | 1.0494 | 1.0305 | 1.0059 | 0.98029 | 0.97052 | 0.94834 | 0.92217 | 0.90627 | 0.89138 | 0.86626 | 0.81553 | 0.80093 | 0.77281 | 0.75113 | 0.73699 | 0.72127 | 0.70712
Prosp. Com. ASHP (LFL) + Env. + Ctls. | Efficient competed | California, Upper Midwest, Lower Midwest, Texas, Southwest, Southeast | Commercial (New), Commercial (Existing) | Heating (Equip.), Cooling (Equip.), Ventilation | 999 | 0 | -2.8915 | -222.6221 | 0 | 0 | 0 | 0 | 0 | 0.15184 | 0.14003 | 0.13054 | 0.12754 | 0.12006 | 0.11505 | 0.11106 | 0.107 | 0.10435 | 0.099359 | 0.011572 | 0.011563 | 0.011546 | 0.011601 | 0.011075 | 0.010887 | 0.010551 | 0.010374 | 0.010368 | 0.010197 | 0.009989
Prosp. Com. ASHP (LFL) + Env. + Ctls. CC | Baseline uncompeted | Northwest, Great Basin, Rocky Mountains, Upper Midwest, Lakes/Mid-Atl., Northeast | Commercial (New), Commercial (Existing) | Heating (Equip.), Cooling (Equip.), Ventilation | 999 | 0 | -9.2236 | -506.7823 | 2.4532 | 2.2554 | 2.0537 | 1.8385 | 1.6467 | 1.5127 | 1.4405 | 1.3994 | 1.3439 | 1.2826 | 1.2347 | 1.1777 | 1.1474 | 1.108 | 1.0812 | 1.068 | 1.0582 | 1.0424 | 1.02 | 1.0018 | 0.97202 | 0.93867 | 0.91226 | 0.87309 | 0.86005 | 0.83309
Prosp. Com. ASHP (LFL) + Env. + Ctls. CC | Efficient uncompeted | Northwest, Great Basin, Rocky Mountains, Upper Midwest, Lakes/Mid-Atl., Northeast | Commercial (New), Commercial (Existing) | Heating (Equip.), Cooling (Equip.), Ventilation | 999 | 0 | -9.2236 | -506.7823 | 2.4532 | 2.2554 | 2.0537 | 1.8385 | 1.6467 | 0.80831 | 0.76691 | 0.74093 | 0.70856 | 0.67403 | 0.64576 | 0.60998 | 0.59541 | 0.57533 | 0.5598 | 0.42994 | 0.42614 | 0.41961 | 0.41032 | 0.40375 | 0.39135 | 0.37778 | 0.36684 | 0.35047 | 0.34573 | 0.33617
Prosp. Com. ASHP (LFL) + Env. + Ctls. CC | Baseline competed | Northwest, Great Basin, Rocky Mountains, Upper Midwest, Lakes/Mid-Atl., Northeast | Commercial (New), Commercial (Existing) | Heating (Equip.), Cooling (Equip.), Ventilation | 999 | 0 | -9.2236 | -506.7823 | 0 | 0 | 0 | 0 | 0 | 0.81087 | 0.77538 | 0.75794 | 0.73169 | 0.70034 | 0.6776 | 0.65335 | 0.63511 | 0.61223 | 0.59911 | 0.59229 | 0.58774 | 0.58015 | 0.56893 | 0.55907 | 0.54413 | 0.52649 | 0.51278 | 0.49216 | 0.48535 | 0.46957
Prosp. Com. ASHP (LFL) + Env. + Ctls. CC | Efficient competed | Northwest, Great Basin, Rocky Mountains, Upper Midwest, Lakes/Mid-Atl., Northeast | Commercial (New), Commercial (Existing) | Heating (Equip.), Cooling (Equip.), Ventilation | 999 | 0 | -9.2236 | -506.7823 | 0 | 0 | 0 | 0 | 0 | 0.20935 | 0.19919 | 0.19338 | 0.18588 | 0.17687 | 0.17017 | 0.1632 | 0.15752 | 0.15028 | 0.1461 | 0.02119 | 0.021369 | 0.021484 | 0.021424 | 0.02137 | 0.021144 | 0.020809 | 0.020709 | 0.020287 | 0.02028 | 0.019992
Prosp. Com. ASHP (RST) + Env. + Ctls. | Baseline uncompeted | California, Upper Midwest, Lower Midwest, Texas, Southwest, Southeast | Commercial (New), Commercial (Existing) | Heating (Equip.), Cooling (Equip.), Ventilation | 83.1041 | 1.2033 | 1.3984 | 107.0042 | 15.7243 | 13.6211 | 11.5728 | 10.1985 | 9.4815 | 8.8296 | 8.4281 | 8.0114 | 7.9559 | 7.7122 | 7.6203 | 7.4984 | 7.3729 | 7.3638 | 7.222 | 7.0662 | 6.9838 | 6.9035 | 6.7477 | 6.3968 | 6.3077 | 6.1276 | 6.0053 | 5.9471 | 5.8674 | 5.7907
Prosp. Com. ASHP (RST) + Env. + Ctls. | Efficient uncompeted | California, Upper Midwest, Lower Midwest, Texas, Southwest, Southeast | Commercial (New), Commercial (Existing) | Heating (Equip.), Cooling (Equip.), Ventilation | 83.1041 | 1.2033 | 1.3984 | 107.0042 | 15.7243 | 13.6211 | 11.5728 | 10.1985 | 9.4815 | 1.6593 | 1.5648 | 1.4689 | 1.4427 | 1.3911 | 1.359 | 1.3252 | 1.2917 | 1.2792 | 1.2436 | 1.0928 | 1.0675 | 1.0452 | 1.0188 | 0.95832 | 0.93556 | 0.89827 | 0.87202 | 0.85761 | 0.83891 | 0.82037
Prosp. Com. ASHP (RST) + Env. + Ctls. | Baseline competed | California, Upper Midwest, Lower Midwest, Texas, Southwest, Southeast | Commercial (New), Commercial (Existing) | Heating (Equip.), Cooling (Equip.), Ventilation | 83.1041 | 1.2033 | 1.3984 | 107.0042 | 0 | 0 | 0 | 0 | 0 | 3.1439 | 3.0076 | 2.8742 | 2.8791 | 2.7922 | 2.7605 | 1.5091 | 1.4938 | 1.4943 | 1.4476 | 1.4021 | 1.383 | 1.3683 | 1.3305 | 1.2717 | 1.2285 | 1.1713 | 1.1388 | 1.1157 | 1.0863 | 1.0544
Prosp. Com. ASHP (RST) + Env. + Ctls. | Efficient competed | California, Upper Midwest, Lower Midwest, Texas, Southwest, Southeast | Commercial (New), Commercial (Existing) | Heating (Equip.), Cooling (Equip.), Ventilation | 83.1041 | 1.2033 | 1.3984 | 107.0042 | 0 | 0 | 0 | 0 | 0 | 0.2079 | 0.19856 | 0.18985 | 0.19045 | 0.18601 | 0.18344 | 0.11177 | 0.11025 | 0.10982 | 0.10553 | 0.00449 | 0.004671 | 0.004819 | 0.004838 | 0.004864 | 0.004704 | 0.004561 | 0.00459 | 0.004632 | 0.004599 | 0.004473
Prosp. Com. ASHP (RST) + Env. + Ctls. CC | Baseline uncompeted | Northwest, Great Basin, Rocky Mountains, Upper Midwest, Lakes/Mid-Atl., Northeast | Commercial (New), Commercial (Existing) | Heating (Equip.), Cooling (Equip.), Ventilation | 78.7643 | 1.2696 | 1.7668 | 94.6961 | 11.0678 | 10.2752 | 9.4569 | 8.5587 | 7.7306 | 7.1753 | 6.9051 | 6.7757 | 6.5737 | 6.3356 | 6.1608 | 5.9342 | 5.8396 | 5.6822 | 5.5985 | 5.5826 | 5.576 | 5.5397 | 5.4714 | 5.4259 | 5.3073 | 5.1735 | 5.0791 | 4.9097 | 4.8738 | 4.7712
Prosp. Com. ASHP (RST) + Env. + Ctls. CC | Efficient uncompeted | Northwest, Great Basin, Rocky Mountains, Upper Midwest, Lakes/Mid-Atl., Northeast | Commercial (New), Commercial (Existing) | Heating (Equip.), Cooling (Equip.), Ventilation | 78.7643 | 1.2696 | 1.7668 | 94.6961 | 11.0678 | 10.2752 | 9.4569 | 8.5587 | 7.7306 | 1.7112 | 1.6276 | 1.5765 | 1.5112 | 1.4423 | 1.3853 | 1.3125 | 1.284 | 1.2425 | 1.2115 | 1.0519 | 1.0427 | 1.0269 | 1.006 | 0.98965 | 0.95912 | 0.92761 | 0.90154 | 0.86196 | 0.84978 | 0.82614
Prosp. Com. ASHP (RST) + Env. + Ctls. CC | Baseline competed | Northwest, Great Basin, Rocky Mountains, Upper Midwest, Lakes/Mid-Atl., Northeast | Commercial (New), Commercial (Existing) | Heating (Equip.), Cooling (Equip.), Ventilation | 78.7643 | 1.2696 | 1.7668 | 94.6961 | 0 | 0 | 0 | 0 | 0 | 2.7872 | 2.701 | 2.6638 | 2.606 | 2.5166 | 2.4583 | 2.3945 | 2.3434 | 2.2545 | 2.2199 | 2.2071 | 2.1913 | 2.1672 | 2.1314 | 2.1018 | 2.0442 | 1.9833 | 1.9418 | 1.8736 | 1.842 | 1.7881
Prosp. Com. ASHP (RST) + Env. + Ctls. CC | Efficient competed | Northwest, Great Basin, Rocky Mountains, Upper Midwest, Lakes/Mid-Atl., Northeast | Commercial (New), Commercial (Existing) | Heating (Equip.), Cooling (Equip.), Ventilation | 78.7643 | 1.2696 | 1.7668 | 94.6961 | 0 | 0 | 0 | 0 | 0 | 0.23852 | 0.23047 | 0.22682 | 0.22144 | 0.21335 | 0.20794 | 0.20242 | 0.19733 | 0.1887 | 0.18533 | 0.02137 | 0.021837 | 0.022266 | 0.022503 | 0.022794 | 0.022872 | 0.022785 | 0.023051 | 0.022916 | 0.02314 | 0.0231
Prosp. Com. Chillers + Env. + Ctls. | Baseline uncompeted | Northwest, Great Basin, California, Rocky Mountains, Upper Midwest, Lower Midwest, Lakes/Mid-Atl., Texas, Southwest, Southeast, Northeast | Commercial (New), Commercial (Existing) | Cooling (Equip.), Ventilation | 19.5853 | 4.9631 | 5.9927 | 382.0123 | 22.638 | 20.4116 | 18.2166 | 16.6425 | 15.7673 | 15.0516 | 14.7234 | 14.4844 | 14.4916 | 14.319 | 14.3641 | 14.2506 | 14.2749 | 14.4085 | 14.4428 | 14.491 | 14.6385 | 14.7352 | 14.7335 | 14.3886 | 14.4445 | 14.3665 | 14.3332 | 14.3304 | 14.4589 | 14.524
Prosp. Com. Chillers + Env. + Ctls. | Efficient uncompeted | Northwest, Great Basin, California, Rocky Mountains, Upper Midwest, Lower Midwest, Lakes/Mid-Atl., Texas, Southwest, Southeast, Northeast | Commercial (New), Commercial (Existing) | Cooling (Equip.), Ventilation | 19.5853 | 4.9631 | 5.9927 | 382.0123 | 22.638 | 20.4116 | 18.2166 | 16.6425 | 15.7673 | 3.9759 | 3.8176 | 3.6876 | 3.6288 | 3.5793 | 3.5295 | 3.4434 | 3.4155 | 3.407 | 3.3887 | 3.8571 | 3.8627 | 3.8563 | 3.889 | 3.7738 | 3.7547 | 3.7122 | 3.6723 | 3.655 | 3.6593 | 3.6444
Prosp. Com. Chillers + Env. + Ctls. | Baseline competed | Northwest, Great Basin, California, Rocky Mountains, Upper Midwest, Lower Midwest, Lakes/Mid-Atl., Texas, Southwest, Southeast, Northeast | Commercial (New), Commercial (Existing) | Cooling (Equip.), Ventilation | 19.5853 | 4.9631 | 5.9927 | 382.0123 | 0 | 0 | 0 | 0 | 0 | 4.7666 | 4.6634 | 4.5884 | 4.5913 | 4.5372 | 4.5522 | 4.5168 | 4.5249 | 4.5677 | 4.5791 | 1.8125 | 1.8313 | 1.8438 | 1.844 | 1.801 | 1.8084 | 1.7991 | 1.7952 | 1.7953 | 1.8117 | 1.8202
Prosp. Com. Chillers + Env. + Ctls. | Efficient competed | Northwest, Great Basin, California, Rocky Mountains, Upper Midwest, Lower Midwest, Lakes/Mid-Atl., Texas, Southwest, Southeast, Northeast | Commercial (New), Commercial (Existing) | Cooling (Equip.), Ventilation | 19.5853 | 4.9631 | 5.9927 | 382.0123 | 0 | 0 | 0 | 0 | 0 | 1.2501 | 1.2006 | 1.1599 | 1.1417 | 1.1265 | 1.1111 | 1.0843 | 1.0757 | 1.0732 | 1.0677 | 0.47636 | 0.47725 | 0.47666 | 0.48106 | 0.4669 | 0.46476 | 0.45977 | 0.455 | 0.45311 | 0.45381 | 0.45214
Prosp. Com. N-Elec. Env. | Baseline uncompeted | Northwest, Great Basin, California, Rocky Mountains, Upper Midwest, Lower Midwest, Lakes/Mid-Atl., Texas, Southwest, Southeast, Northeast | Commercial (New), Commercial (Existing) | Heating (Equip.) | 24.1657 | 4.0835 | 4.6709 | 85.4702 | 105.8607 | 107.3011 | 108.1953 | 108.7497 | 108.7841 | 108.5797 | 108.326 | 107.9797 | 107.4356 | 106.8069 | 106.1131 | 105.445 | 104.7261 | 103.8498 | 103.0143 | 102.1425 | 101.2565 | 100.4106 | 99.6543 | 98.9957 | 98.238 | 97.3415 | 96.5359 | 95.836 | 95.1247 | 94.3289
Prosp. Com. N-Elec. Env. | Efficient uncompeted | Northwest, Great Basin, California, Rocky Mountains, Upper Midwest, Lower Midwest, Lakes/Mid-Atl., Texas, Southwest, Southeast, Northeast | Commercial (New), Commercial (Existing) | Heating (Equip.) | 24.1657 | 4.0835 | 4.6709 | 85.4702 | 105.8607 | 107.3011 | 108.1953 | 108.7497 | 108.7841 | 69.1099 | 68.6519 | 68.1479 | 67.5228 | 66.8814 | 66.1722 | 65.5301 | 64.8444 | 64.0732 | 63.3336 | 6.3002 | 6.4226 | 6.5483 | 6.6704 | 6.8038 | 6.9414 | 7.0499 | 7.1982 | 7.3241 | 7.4601 | 7.5894
Prosp. Com. N-Elec. Env. | Baseline competed | Northwest, Great Basin, California, Rocky Mountains, Upper Midwest, Lower Midwest, Lakes/Mid-Atl., Texas, Southwest, Southeast, Northeast | Commercial (New), Commercial (Existing) | Heating (Equip.) | 24.1657 | 4.0835 | 4.6709 | 85.4702 | 0 | 0 | 0 | 0 | 0 | 0 | 0 | 0 | 0 | 0 | 0 | 0 | 0 | 0 | 0 | 1.6343 | 1.6201 | 1.6066 | 1.5945 | 1.5839 | 1.5718 | 11.7783 | 11.6808 | 11.5962 | 11.5101 | 11.4138
Prosp. Com. N-Elec. Env. | Efficient competed | Northwest, Great Basin, California, Rocky Mountains, Upper Midwest, Lower Midwest, Lakes/Mid-Atl., Texas, Southwest, Southeast, Northeast | Commercial (New), Commercial (Existing) | Heating (Equip.) | 24.1657 | 4.0835 | 4.6709 | 85.4702 | 0 | 0 | 0 | 0 | 0 | 0 | 0 | 0 | 0 | 0 | 0 | 0 | 0 | 0 | 0 | 0.1008 | 0.10276 | 0.10477 | 0.10673 | 0.10886 | 0.11106 | 0.85304 | 0.87098 | 0.88622 | 0.90267 | 0.91832
Prosp. Com. N-Elec. Env. + Ctls. | Baseline uncompeted | Northwest, Great Basin, California, Rocky Mountains, Upper Midwest, Lower Midwest, Lakes/Mid-Atl., Texas, Southwest, Southeast, Northeast | Commercial (New), Commercial (Existing) | Heating (Equip.), Cooling (Equip.), Ventilation | 9.5196 | 8.0527 | 10.4507 | 199.5968 | 124.1068 | 123.5649 | 122.5052 | 121.4811 | 120.3621 | 119.2506 | 118.4255 | 117.603 | 116.7359 | 115.6971 | 114.6999 | 113.6736 | 112.7515 | 111.6971 | 110.632 | 109.5928 | 108.5729 | 107.584 | 106.6304 | 105.7324 | 104.7783 | 103.6393 | 102.6516 | 101.753 | 100.9314 | 99.9872
Prosp. Com. N-Elec. Env. + Ctls. | Efficient uncompeted | Northwest, Great Basin, California, Rocky Mountains, Upper Midwest, Lower Midwest, Lakes/Mid-Atl., Texas, Southwest, Southeast, Northeast | Commercial (New), Commercial (Existing) | Heating (Equip.), Cooling (Equip.), Ventilation | 9.5196 | 8.0527 | 10.4507 | 199.5968 | 124.1068 | 123.5649 | 122.5052 | 121.4811 | 120.3621 | 63.4169 | 62.6598 | 61.9314 | 61.2119 | 60.4247 | 59.6494 | 58.8903 | 58.2052 | 57.4667 | 56.7205 | 10.0159 | 10.0286 | 10.0372 | 10.0114 | 9.9579 | 9.9383 | 9.8636 | 9.8631 | 9.8344 | 9.8734 | 9.8804
Prosp. Com. N-Elec. Env. + Ctls. | Baseline competed | Northwest, Great Basin, California, Rocky Mountains, Upper Midwest, Lower Midwest, Lakes/Mid-Atl., Texas, Southwest, Southeast, Northeast | Commercial (New), Commercial (Existing) | Heating (Equip.), Cooling (Equip.), Ventilation | 9.5196 | 8.0527 | 10.4507 | 199.5968 | 0.18634 | 0.19386 | 0.20143 | 0.20792 | 0.21416 | 0.46498 | 0.46653 | 0.46809 | 0.46895 | 0.46965 | 0.4702 | 0.47537 | 0.47625 | 0.47646 | 0.47717 | 0.5039 | 0.50378 | 0.50457 | 0.55099 | 0.55227 | 0.55334 | 0.55431 | 0.598 | 0.59974 | 0.60159 | 0.64997
Prosp. Com. N-Elec. Env. + Ctls. | Efficient competed | Northwest, Great Basin, California, Rocky Mountains, Upper Midwest, Lower Midwest, Lakes/Mid-Atl., Texas, Southwest, Southeast, Northeast | Commercial (New), Commercial (Existing) | Heating (Equip.), Cooling (Equip.), Ventilation | 9.5196 | 8.0527 | 10.4507 | 199.5968 | 0.18634 | 0.19386 | 0.20143 | 0.20792 | 0.21416 | 0.089977 | 0.090983 | 0.09198 | 0.09278 | 0.09745 | 0.098199 | 0.10012 | 0.10173 | 0.10244 | 0.10466 | 0.15474 | 0.15451 | 0.15454 | 0.17485 | 0.17499 | 0.17508 | 0.17618 | 0.19096 | 0.19344 | 0.19365 | 0.2101
Prosp. Res. ASHP (FS) + Env. + Ctls. | Baseline uncompeted | California, Upper Midwest, Lower Midwest, Texas, Southwest, Southeast | Residential (New), Residential (Existing) | Heating (Equip.), Cooling (Equip.) | 21.8826 | 4.335 | 7.6422 | 202.6708 | 92.1179 | 89.2833 | 86.1869 | 83.9618 | 82.6716 | 81.3038 | 80.2133 | 79.1033 | 78.8308 | 78.3864 | 78.1816 | 77.9824 | 77.6763 | 77.6855 | 77.4699 | 77.3438 | 77.3607 | 77.3025 | 77.1453 | 76.7198 | 76.6292 | 76.4701 | 76.3016 | 76.2166 | 76.2365 | 76.1263
Prosp. Res. ASHP (FS) + Env. + Ctls. | Efficient uncompeted | California, Upper Midwest, Lower Midwest, Texas, Southwest, Southeast | Residential (New), Residential (Existing) | Heating (Equip.), Cooling (Equip.) | 21.8826 | 4.335 | 7.6422 | 202.6708 | 92.1179 | 89.2833 | 86.1869 | 83.9618 | 82.6716 | 11.6403 | 11.0899 | 10.5521 | 10.7443 | 10.4703 | 10.4105 | 10.5359 | 10.5654 | 10.7161 | 10.3985 | 2.4622 | 2.5848 | 2.7239 | 2.859 | 2.9861 | 3.0788 | 3.1919 | 3.3683 | 3.4956 | 3.7006 | 3.8944
Prosp. Res. ASHP (FS) + Env. + Ctls. | Baseline competed | California, Upper Midwest, Lower Midwest, Texas, Southwest, Southeast | Residential (New), Residential (Existing) | Heating (Equip.), Cooling (Equip.) | 21.8826 | 4.335 | 7.6422 | 202.6708 | 0 | 0 | 0 | 0 | 0 | 15.9252 | 15.0216 | 14.3026 | 2.0624 | 2.0066 | 1.9721 | 1.9231 | 1.8709 | 1.82 | 1.7778 | 3.9331 | 3.8056 | 3.6116 | 3.431 | 3.2051 | 3.0546 | 2.9251 | 2.776 | 2.6696 | 2.5312 | 2.3975
Prosp. Res. ASHP (FS) + Env. + Ctls. | Efficient competed | California, Upper Midwest, Lower Midwest, Texas, Southwest, Southeast | Residential (New), Residential (Existing) | Heating (Equip.), Cooling (Equip.) | 21.8826 | 4.335 | 7.6422 | 202.6708 | 0 | 0 | 0 | 0 | 0 | 2.7578 | 2.515 | 2.3203 | 0.45685 | 0.4376 | 0.43625 | 0.42662 | 0.42155 | 0.41922 | 0.40986 | 0.22204 | 0.22129 | 0.22267 | 0.22196 | 0.21604 | 0.21456 | 0.21299 | 0.21001 | 0.20779 | 0.2072 | 0.2078
Prosp. Res. ASHP (FS) + Env. + Ctls. CC | Baseline uncompeted | Northwest, Great Basin, Rocky Mountains, Upper Midwest, Lakes/Mid-Atl., Northeast | Residential (New), Residential (Existing) | Heating (Equip.), Cooling (Equip.) | 16.4583 | 5.4579 | 10.1915 | 181.506 | 168.2395 | 167.5838 | 166.5629 | 165.1659 | 163.2715 | 161.5271 | 159.9936 | 158.633 | 157.5119 | 156.3259 | 155.2476 | 154.2034 | 153.1942 | 152.067 | 151.2514 | 150.5757 | 149.9728 | 149.3747 | 148.8109 | 148.3333 | 147.6641 | 146.9614 | 146.3806 | 145.7223 | 145.1792 | 144.5402
Prosp. Res. ASHP (FS) + Env. + Ctls. CC | Efficient uncompeted | Northwest, Great Basin, Rocky Mountains, Upper Midwest, Lakes/Mid-Atl., Northeast | Residential (New), Residential (Existing) | Heating (Equip.), Cooling (Equip.) | 16.4583 | 5.4579 | 10.1915 | 181.506 | 168.2395 | 167.5838 | 166.5629 | 165.1659 | 163.2715 | 35.7657 | 34.6065 | 33.877 | 33.1928 | 32.3783 | 31.6098 | 30.428 | 30.157 | 29.2359 | 28.9128 | 5.7661 | 5.9764 | 6.1357 | 6.2937 | 6.4581 | 6.4758 | 6.6183 | 6.8328 | 6.8884 | 7.2811 | 7.7133
Prosp. Res. ASHP (FS) + Env. + Ctls. CC | Baseline competed | Northwest, Great Basin, Rocky Mountains, Upper Midwest, Lakes/Mid-Atl., Northeast | Residential (New), Residential (Existing) | Heating (Equip.), Cooling (Equip.) | 16.4583 | 5.4579 | 10.1915 | 181.506 | 0 | 0 | 0 | 0 | 0 | 0.51655 | 0.50463 | 0.47104 | 0.016087 | 0.014939 | 0.015335 | 0.014925 | 0.014981 | 0.015103 | 0.014504 | 0.78132 | 0.77045 | 0.75691 | 0.73803 | 0.72045 | 0.70062 | 0.68428 | 0.65991 | 0.63086 | 0.59879 | 0.55425
Prosp. Res. ASHP (FS) + Env. + Ctls. CC | Efficient competed | Northwest, Great Basin, Rocky Mountains, Upper Midwest, Lakes/Mid-Atl., Northeast | Residential (New), Residential (Existing) | Heating (Equip.), Cooling (Equip.) | 16.4583 | 5.4579 | 10.1915 | 181.506 | 0 | 0 | 0 | 0 | 0 | 0.14523 | 0.13813 | 0.13001 | 0.003924 | 0.003587 | 0.003659 | 0.003503 | 0.003449 | 0.003389 | 0.003204 | 0.02948 | 0.029769 | 0.029737 | 0.029657 | 0.029676 | 0.02922 | 0.029628 | 0.029759 | 0.029007 | 0.029584 | 0.029633
Prosp. Res. ASHP (LFL) + Env. + Ctls. | Baseline uncompeted | California, Upper Midwest, Lower Midwest, Texas, Southwest, Southeast | Residential (New), Residential (Existing) | Heating (Equip.), Cooling (Equip.) | 43.3345 | 2.2972 | 3.9064 | 273.6402 | 29.9373 | 26.0118 | 22.035 | 19.553 | 18.459 | 17.7627 | 17.2049 | 16.7728 | 16.6983 | 16.3453 | 16.443 | 16.3474 | 16.5137 | 16.6895 | 16.776 | 16.7091 | 16.7909 | 16.9097 | 16.9891 | 16.1757 | 16.4139 | 16.3878 | 16.2559 | 16.433 | 16.5808 | 16.7176
Prosp. Res. ASHP (LFL) + Env. + Ctls. | Efficient uncompeted | California, Upper Midwest, Lower Midwest, Texas, Southwest, Southeast | Residential (New), Residential (Existing) | Heating (Equip.), Cooling (Equip.) | 43.3345 | 2.2972 | 3.9064 | 273.6402 | 29.9373 | 26.0118 | 22.035 | 19.553 | 18.459 | 1.7151 | 1.6589 | 1.6156 | 1.6145 | 1.5639 | 1.5712 | 1.5531 | 1.5743 | 1.5973 | 1.5923 | 0.64499 | 0.66884 | 0.71249 | 0.74308 | 0.73441 | 0.78268 | 0.81842 | 0.84599 | 0.87803 | 0.91975 | 0.96243
Prosp. Res. ASHP (LFL) + Env. + Ctls. | Baseline competed | California, Upper Midwest, Lower Midwest, Texas, Southwest, Southeast | Residential (New), Residential (Existing) | Heating (Equip.), Cooling (Equip.) | 43.3345 | 2.2972 | 3.9064 | 273.6402 | 0 | 0 | 0 | 0 | 0 | 17.6066 | 17.0524 | 16.6227 | 16.5293 | 16.1856 | 16.2738 | 16.1842 | 16.356 | 16.5365 | 16.6263 | 16.6388 | 16.7203 | 16.8368 | 16.9154 | 16.1059 | 16.342 | 16.3144 | 16.1822 | 16.358 | 16.5038 | 16.6362
Prosp. Res. ASHP (LFL) + Env. + Ctls. | Efficient competed | California, Upper Midwest, Lower Midwest, Texas, Southwest, Southeast | Residential (New), Residential (Existing) | Heating (Equip.), Cooling (Equip.) | 43.3345 | 2.2972 | 3.9064 | 273.6402 | 0 | 0 | 0 | 0 | 0 | 1.7004 | 1.6446 | 1.6015 | 1.5995 | 1.5498 | 1.5564 | 1.5389 | 1.5605 | 1.584 | 1.5793 | 0.64231 | 0.66606 | 0.70946 | 0.7399 | 0.7313 | 0.77932 | 0.81483 | 0.84225 | 0.87414 | 0.91561 | 0.95792
Prosp. Res. ASHP (LFL) + Env. + Ctls. CC | Baseline uncompeted | Northwest, Great Basin, Rocky Mountains, Upper Midwest, Lakes/Mid-Atl., Northeast | Residential (New), Residential (Existing) | Heating (Equip.), Cooling (Equip.) | 21.3088 | 4.434 | 9.8806 | 514.2744 | 8.8182 | 8.2775 | 7.7561 | 7.1512 | 6.5441 | 6.0261 | 5.7848 | 5.7336 | 5.5571 | 5.3552 | 5.2407 | 5.1979 | 5.076 | 5.003 | 4.9752 | 4.9897 | 5.0461 | 5.0634 | 5.0739 | 5.0697 | 5.0372 | 4.9661 | 4.9386 | 4.8362 | 4.8724 | 4.7846
Prosp. Res. ASHP (LFL) + Env. + Ctls. CC | Efficient uncompeted | Northwest, Great Basin, Rocky Mountains, Upper Midwest, Lakes/Mid-Atl., Northeast | Residential (New), Residential (Existing) | Heating (Equip.), Cooling (Equip.) | 21.3088 | 4.434 | 9.8806 | 514.2744 | 8.8182 | 8.2775 | 7.7561 | 7.1512 | 6.5441 | 0.87815 | 0.84085 | 0.82843 | 0.80098 | 0.76406 | 0.74203 | 0.73163 | 0.71308 | 0.70151 | 0.69309 | 0.16962 | 0.17507 | 0.17878 | 0.18391 | 0.18937 | 0.19238 | 0.19653 | 0.20317 | 0.20498 | 0.21838 | 0.22841
Prosp. Res. ASHP (LFL) + Env. + Ctls. CC | Baseline competed | Northwest, Great Basin, Rocky Mountains, Upper Midwest, Lakes/Mid-Atl., Northeast | Residential (New), Residential (Existing) | Heating (Equip.), Cooling (Equip.) | 21.3088 | 4.434 | 9.8806 | 514.2744 | 0 | 0 | 0 | 0 | 0 | 3.0809 | 2.9805 | 3.0008 | 2.9235 | 2.8745 | 2.8258 | 2.8487 | 2.8179 | 2.8208 | 2.852 | 3.5353 | 3.6061 | 3.6434 | 3.6658 | 3.6679 | 3.662 | 3.6242 | 3.6099 | 3.5483 | 3.5635 | 3.4941
Prosp. Res. ASHP (LFL) + Env. + Ctls. CC | Efficient competed | Northwest, Great Basin, Rocky Mountains, Upper Midwest, Lakes/Mid-Atl., Northeast | Residential (New), Residential (Existing) | Heating (Equip.), Cooling (Equip.) | 21.3088 | 4.434 | 9.8806 | 514.2744 | 0 | 0 | 0 | 0 | 0 | 0.35492 | 0.34262 | 0.34358 | 0.33543 | 0.32716 | 0.31876 | 0.32035 | 0.31709 | 0.318 | 0.3204 | 0.11326 | 0.11772 | 0.12087 | 0.12456 | 0.12813 | 0.13064 | 0.13363 | 0.13796 | 0.13948 | 0.14746 | 0.15333
Prosp. Res. ASHP (RST) + Env. + Ctls. | Baseline uncompeted | California, Upper Midwest, Lower Midwest, Texas, Southwest, Southeast | Residential (New), Residential (Existing) | Heating (Equip.), Cooling (Equip.) | 8.1279 | 8.493 | 15.1103 | 1087.6247 | 31.9122 | 27.8136 | 23.5923 | 20.6536 | 18.8013 | 17.3402 | 16.3908 | 15.6377 | 15.6324 | 15.2792 | 15.207 | 15.186 | 14.9974 | 15.0291 | 14.8561 | 14.6837 | 14.7286 | 14.762 | 14.633 | 14.2959 | 14.1793 | 14.0277 | 13.9478 | 13.8961 | 13.8632 | 13.8006
Prosp. Res. ASHP (RST) + Env. + Ctls. | Efficient uncompeted | California, Upper Midwest, Lower Midwest, Texas, Southwest, Southeast | Residential (New), Residential (Existing) | Heating (Equip.), Cooling (Equip.) | 8.1279 | 8.493 | 15.1103 | 1087.6247 | 31.9122 | 27.8136 | 23.5923 | 20.6536 | 18.8013 | 1.1957 | 1.1336 | 1.0838 | 1.088 | 1.0602 | 1.0575 | 1.0535 | 1.0433 | 1.0479 | 1.0332 | 0.34931 | 0.3696 | 0.39457 | 0.41541 | 0.43176 | 0.45513 | 0.47964 | 0.50547 | 0.52252 | 0.55059 | 0.57944
Prosp. Res. ASHP (RST) + Env. + Ctls. | Baseline competed | California, Upper Midwest, Lower Midwest, Texas, Southwest, Southeast | Residential (New), Residential (Existing) | Heating (Equip.), Cooling (Equip.) | 8.1279 | 8.493 | 15.1103 | 1087.6247 | 0 | 0 | 0 | 0 | 0 | 16.936 | 16.0036 | 15.2641 | 13.173 | 12.8338 | 12.6975 | 12.6463 | 12.4579 | 12.4294 | 12.2548 | 12.2063 | 12.2236 | 12.2232 | 12.0952 | 11.8046 | 11.6703 | 11.4814 | 11.3786 | 11.3038 | 11.2307 | 11.1365
Prosp. Res. ASHP (RST) + Env. + Ctls. | Efficient competed | California, Upper Midwest, Lower Midwest, Texas, Southwest, Southeast | Residential (New), Residential (Existing) | Heating (Equip.), Cooling (Equip.) | 8.1279 | 8.493 | 15.1103 | 1087.6247 | 0 | 0 | 0 | 0 | 0 | 1.1715 | 1.1106 | 1.0616 | 0.98033 | 0.95342 | 0.94669 | 0.94207 | 0.93145 | 0.93225 | 0.9173 | 0.28166 | 0.29953 | 0.31961 | 0.33831 | 0.35388 | 0.37313 | 0.39376 | 0.41682 | 0.43177 | 0.45652 | 0.48198
Prosp. Res. ASHP (RST) + Env. + Ctls. CC | Baseline uncompeted | Northwest, Great Basin, Rocky Mountains, Upper Midwest, Lakes/Mid-Atl., Northeast | Residential (New), Residential (Existing) | Heating (Equip.), Cooling (Equip.) | 6.6181 | 9.3318 | 19.0639 | 1051.2239 | 17.9641 | 16.6455 | 15.4308 | 14.0148 | 12.6092 | 11.7093 | 11.3149 | 11.1967 | 10.9748 | 10.6467 | 10.4948 | 10.3429 | 10.0926 | 9.6879 | 9.6125 | 9.608 | 9.6502 | 9.6334 | 9.6026 | 9.5805 | 9.4445 | 9.26 | 9.2086 | 9.0527 | 9.0274 | 8.874
Prosp. Res. ASHP (RST) + Env. + Ctls. CC | Efficient uncompeted | Northwest, Great Basin, Rocky Mountains, Upper Midwest, Lakes/Mid-Atl., Northeast | Residential (New), Residential (Existing) | Heating (Equip.), Cooling (Equip.) | 6.6181 | 9.3318 | 19.0639 | 1051.2239 | 17.9641 | 16.6455 | 15.4308 | 14.0148 | 12.6092 | 0.86719 | 0.83629 | 0.82544 | 0.807 | 0.77792 | 0.76328 | 0.74984 | 0.72899 | 0.6953 | 0.68639 | 0.17041 | 0.17572 | 0.17961 | 0.18481 | 0.19082 | 0.19335 | 0.1978 | 0.2059 | 0.20977 | 0.22331 | 0.236
Prosp. Res. ASHP (RST) + Env. + Ctls. CC | Baseline competed | Northwest, Great Basin, Rocky Mountains, Upper Midwest, Lakes/Mid-Atl., Northeast | Residential (New), Residential (Existing) | Heating (Equip.), Cooling (Equip.) | 6.6181 | 9.3318 | 19.0639 | 1051.2239 | 0 | 0 | 0 | 0 | 0 | 8.0376 | 7.8583 | 7.8943 | 6.2632 | 6.1239 | 6.0531 | 6.024 | 5.9238 | 5.734 | 5.7374 | 6.5304 | 6.5545 | 6.526 | 6.485 | 6.4459 | 6.3499 | 6.192 | 6.1185 | 5.9982 | 5.9321 | 5.7531
Prosp. Res. ASHP (RST) + Env. + Ctls. CC | Efficient competed | Northwest, Great Basin, Rocky Mountains, Upper Midwest, Lakes/Mid-Atl., Northeast | Residential (New), Residential (Existing) | Heating (Equip.), Cooling (Equip.) | 6.6181 | 9.3318 | 19.0639 | 1051.2239 | 0 | 0 | 0 | 0 | 0 | 0.5988 | 0.5846 | 0.58616 | 0.53996 | 0.5279 | 0.52241 | 0.52024 | 0.51233 | 0.49554 | 0.49615 | 0.12212 | 0.12659 | 0.12981 | 0.13406 | 0.13887 | 0.14135 | 0.14513 | 0.15144 | 0.15489 | 0.16536 | 0.17483
Prosp. Res. N-Elec. Env. | Baseline uncompeted | Northwest, Great Basin, California, Rocky Mountains, Upper Midwest, Lower Midwest, Lakes/Mid-Atl., Texas, Southwest, Southeast, Northeast | Residential (New), Residential (Existing) | Heating (Equip.) | 63.3857 | 1.5776 | 2.3683 | 44.3888 | 242.112 | 241.5712 | 240.6449 | 239.3964 | 237.6791 | 235.7309 | 233.6678 | 231.6061 | 230.0384 | 228.3232 | 226.6622 | 225.1463 | 223.7341 | 222.2963 | 220.9814 | 219.7607 | 218.5836 | 217.4428 | 216.4059 | 215.4517 | 214.4498 | 213.2825 | 212.1854 | 211.1769 | 210.1742 | 209.1292
Prosp. Res. N-Elec. Env. | Efficient uncompeted | Northwest, Great Basin, California, Rocky Mountains, Upper Midwest, Lower Midwest, Lakes/Mid-Atl., Texas, Southwest, Southeast, Northeast | Residential (New), Residential (Existing) | Heating (Equip.) | 63.3857 | 1.5776 | 2.3683 | 44.3888 | 242.112 | 241.5712 | 240.6449 | 239.3964 | 237.6791 | 170.5782 | 169.442 | 168.2857 | 167.368 | 166.4504 | 165.5685 | 164.6832 | 163.9742 | 163.2435 | 162.4816 | 30.3967 | 31.4751 | 32.3731 | 33.7518 | 35.2644 | 36.4462 | 38.3906 | 40.5907 | 42.254 | 45.3701 | 49.0446
Prosp. Res. N-Elec. Env. | Baseline competed | Northwest, Great Basin, California, Rocky Mountains, Upper Midwest, Lower Midwest, Lakes/Mid-Atl., Texas, Southwest, Southeast, Northeast | Residential (New), Residential (Existing) | Heating (Equip.) | 63.3857 | 1.5776 | 2.3683 | 44.3888 | 0 | 0 | 0 | 0 | 0 | 2.3286 | 2.4166 | 2.5026 | 3.7893 | 3.8406 | 3.901 | 4.0445 | 4.1341 | 4.1683 | 4.3578 | 181.3876 | 179.1826 | 177.0142 | 174.2815 | 171.3233 | 168.8912 | 165.8414 | 161.7238 | 158.2971 | 152.831 | 146.2962
Prosp. Res. N-Elec. Env. | Efficient competed | Northwest, Great Basin, California, Rocky Mountains, Upper Midwest, Lower Midwest, Lakes/Mid-Atl., Texas, Southwest, Southeast, Northeast | Residential (New), Residential (Existing) | Heating (Equip.) | 63.3857 | 1.5776 | 2.3683 | 44.3888 | 0 | 0 | 0 | 0 | 0 | 1.6953 | 1.7622 | 1.8278 | 2.7538 | 2.7964 | 2.846 | 2.9545 | 3.0257 | 3.0566 | 3.1995 | 25.1181 | 25.8313 | 26.3842 | 27.2142 | 28.0773 | 28.7424 | 29.8958 | 30.9901 | 31.7329 | 33.0645 | 34.3999
Prosp. Res. N-Elec. Env. + Ctls. | Baseline uncompeted | Northwest, Great Basin, California, Rocky Mountains, Upper Midwest, Lower Midwest, Lakes/Mid-Atl., Texas, Southwest, Southeast, Northeast | Residential (New), Residential (Existing) | Heating (Equip.), Cooling (Equip.) | 32.0791 | 3.1134 | 4.6418 | 87.0659 | 245.2637 | 244.7369 | 243.8183 | 242.5722 | 240.8523 | 238.897 | 236.823 | 234.7497 | 233.1692 | 231.4432 | 229.7763 | 228.2613 | 226.8572 | 225.4282 | 224.1243 | 222.9145 | 221.747 | 220.6174 | 219.5923 | 218.6515 | 217.6619 | 216.5054 | 215.4193 | 214.4244 | 213.4363 | 212.4046
Prosp. Res. N-Elec. Env. + Ctls. | Efficient uncompeted | Northwest, Great Basin, California, Rocky Mountains, Upper Midwest, Lower Midwest, Lakes/Mid-Atl., Texas, Southwest, Southeast, Northeast | Residential (New), Residential (Existing) | Heating (Equip.), Cooling (Equip.) | 32.0791 | 3.1134 | 4.6418 | 87.0659 | 245.2637 | 244.7369 | 243.8183 | 242.5722 | 240.8523 | 125.2314 | 124.4224 | 123.585 | 122.923 | 122.2554 | 121.6293 | 120.9873 | 120.4825 | 119.9712 | 119.4196 | 22.8628 | 23.6685 | 24.3602 | 25.3903 | 26.5211 | 27.4119 | 28.8733 | 30.5117 | 31.7502 | 34.0653 | 36.7921
Prosp. Res. N-Elec. Env. + Ctls. | Baseline competed | Northwest, Great Basin, California, Rocky Mountains, Upper Midwest, Lower Midwest, Lakes/Mid-Atl., Texas, Southwest, Southeast, Northeast | Residential (New), Residential (Existing) | Heating (Equip.), Cooling (Equip.) | 32.0791 | 3.1134 | 4.6418 | 87.0659 | 0 | 0 | 0 | 0 | 0 | 1.0776 | 1.1108 | 1.1553 | 2.3828 | 2.4332 | 2.4783 | 2.551 | 2.6221 | 2.6867 | 2.7731 | 10.7716 | 10.9529 | 11.1082 | 11.2581 | 11.3928 | 11.5352 | 11.7421 | 11.8384 | 11.9164 | 11.9859 | 12.0106
Prosp. Res. N-Elec. Env. + Ctls. | Efficient competed | Northwest, Great Basin, California, Rocky Mountains, Upper Midwest, Lower Midwest, Lakes/Mid-Atl., Texas, Southwest, Southeast, Northeast | Residential (New), Residential (Existing) | Heating (Equip.), Cooling (Equip.) | 32.0791 | 3.1134 | 4.6418 | 87.0659 | 0 | 0 | 0 | 0 | 0 | 0.45019 | 0.46607 | 0.48567 | 1.0149 | 1.0392 | 1.0664 | 1.1012 | 1.1375 | 1.1746 | 1.2162 | 1.3575 | 1.4233 | 1.4982 | 1.5754 | 1.6587 | 1.7367 | 1.8544 | 1.9607 | 2.0458 | 2.185 | 2.3396
Prospective Com. Ctls. (Lighting) | Baseline uncompeted | Northwest, Great Basin, California, Rocky Mountains, Upper Midwest, Lower Midwest, Lakes/Mid-Atl., Texas, Southwest, Southeast, Northeast | Commercial (New), Commercial (Existing) | Lighting | 45.8378 | 2.1315 | 4.4049 | 999 | 0.76729 | -3.8016 | -7.9937 | -11.1091 | -12.9434 | -14.4002 | -15.1059 | -15.5932 | -15.6099 | -15.8877 | -15.8397 | -15.9865 | -15.9076 | -15.6543 | -15.5966 | -15.2898 | -14.8404 | -14.4742 | -14.2772 | -14.4745 | -14.2611 | -14.1459 | -13.958 | -13.8112 | -13.4637 | -13.2043
Prospective Com. Ctls. (Lighting) | Efficient uncompeted | Northwest, Great Basin, California, Rocky Mountains, Upper Midwest, Lower Midwest, Lakes/Mid-Atl., Texas, Southwest, Southeast, Northeast | Commercial (New), Commercial (Existing) | Lighting | 45.8378 | 2.1315 | 4.4049 | 999 | 0.76729 | -3.8016 | -7.9937 | -11.1091 | -12.9434 | -10.0801 | -10.5741 | -10.9152 | -10.927 | -11.1214 | -11.0878 | -11.1905 | -11.1353 | -10.958 | -10.9176 | -10.7029 | -10.3883 | -10.132 | -9.994 | -10.1321 | -9.9828 | -9.9021 | -9.7706 | -9.6679 | -9.4246 | -9.243
Prospective Com. Ctls. (Lighting) | Baseline competed | Northwest, Great Basin, California, Rocky Mountains, Upper Midwest, Lower Midwest, Lakes/Mid-Atl., Texas, Southwest, Southeast, Northeast | Commercial (New), Commercial (Existing) | Lighting | 45.8378 | 2.1315 | 4.4049 | 999 | 0 | 0 | 0 | 0 | 0 | -7.0417 | -7.3868 | -7.6251 | -7.6333 | -7.7691 | -7.7456 | -7.8174 | -7.7788 | -7.655 | -7.6267 | -7.4767 | -7.2569 | -7.0779 | -6.9815 | -7.078 | -6.9737 | -6.9173 | -6.8255 | -6.7537 | -6.5837 | -6.4569
Prospective Com. Ctls. (Lighting) | Efficient competed | Northwest, Great Basin, California, Rocky Mountains, Upper Midwest, Lower Midwest, Lakes/Mid-Atl., Texas, Southwest, Southeast, Northeast | Commercial (New), Commercial (Existing) | Lighting | 45.8378 | 2.1315 | 4.4049 | 999 | 0 | 0 | 0 | 0 | 0 | -4.9292 | -5.1707 | -5.3375 | -5.3433 | -5.4384 | -5.4219 | -5.4722 | -5.4452 | -5.3585 | -5.3387 | -5.2337 | -5.0799 | -4.9545 | -4.8871 | -4.9546 | -4.8816 | -4.8421 | -4.7778 | -4.7276 | -4.6086 | -4.5198
Prospective Commercial HPWH | Baseline uncompeted | Northwest, Great Basin, California, Rocky Mountains, Upper Midwest, Lower Midwest, Lakes/Mid-Atl., Texas, Southwest, Southeast, Northeast | Commercial (New), Commercial (Existing) | Water Heating | 999 | 0 | -1.7641 | -116.1177 | 1.7011 | 1.47 | 1.2851 | 1.1428 | 1.0487 | 0.97572 | 0.93381 | 0.89958 | 0.88177 | 0.848 | 0.82835 | 0.80562 | 0.78891 | 0.77392 | 0.75703 | 0.74112 | 0.73152 | 0.71992 | 0.70328 | 0.67163 | 0.65629 | 0.63446 | 0.61666 | 0.60069 | 0.58935 | 0.57527
Prospective Commercial HPWH | Efficient uncompeted | Northwest, Great Basin, California, Rocky Mountains, Upper Midwest, Lower Midwest, Lakes/Mid-Atl., Texas, Southwest, Southeast, Northeast | Commercial (New), Commercial (Existing) | Water Heating | 999 | 0 | -1.7641 | -116.1177 | 1.7011 | 1.47 | 1.2851 | 1.1428 | 1.0487 | 0.24386 | 0.23339 | 0.22483 | 0.22038 | 0.21194 | 0.20703 | 0.20135 | 0.19717 | 0.19343 | 0.1892 | 0.18523 | 0.18283 | 0.17993 | 0.17577 | 0.16786 | 0.16403 | 0.15857 | 0.15412 | 0.15013 | 0.1473 | 0.14378
Prospective Commercial HPWH | Baseline competed | Northwest, Great Basin, California, Rocky Mountains, Upper Midwest, Lower Midwest, Lakes/Mid-Atl., Texas, Southwest, Southeast, Northeast | Commercial (New), Commercial (Existing) | Water Heating | 999 | 0 | -1.7641 | -116.1177 | 0 | 0 | 0 | 0 | 0 | 0.97572 | 0.93381 | 0.89958 | 0.88177 | 0.848 | 0.82835 | 0.80562 | 0.78891 | 0.77392 | 0.75702 | 0.74112 | 0.73152 | 0.71992 | 0.70328 | 0.67163 | 0.65629 | 0.63446 | 0.61666 | 0.60069 | 0.58935 | 0.57527
Prospective Commercial HPWH | Efficient competed | Northwest, Great Basin, California, Rocky Mountains, Upper Midwest, Lower Midwest, Lakes/Mid-Atl., Texas, Southwest, Southeast, Northeast | Commercial (New), Commercial (Existing) | Water Heating | 999 | 0 | -1.7641 | -116.1177 | 0 | 0 | 0 | 0 | 0 | 0.24386 | 0.23339 | 0.22483 | 0.22038 | 0.21194 | 0.20703 | 0.20135 | 0.19717 | 0.19343 | 0.1892 | 0.18523 | 0.18283 | 0.17993 | 0.17577 | 0.16786 | 0.16403 | 0.15857 | 0.15412 | 0.15013 | 0.1473 | 0.14378
Prospective Commercial HPWH (FS) | Baseline uncompeted | Northwest, Great Basin, California, Rocky Mountains, Upper Midwest, Lower Midwest, Lakes/Mid-Atl., Texas, Southwest, Southeast, Northeast | Commercial (New), Commercial (Existing) | Water Heating | 999 | 0 | -1.0467 | -8.4554 | 32.6109 | 33.297 | 33.8222 | 34.2625 | 34.5943 | 34.8896 | 35.1762 | 35.4395 | 35.638 | 35.808 | 35.961 | 36.1282 | 36.2767 | 36.3685 | 36.4829 | 36.5795 | 36.6767 | 36.7906 | 36.9459 | 37.1425 | 37.294 | 37.335 | 37.4398 | 37.6198 | 37.819 | 37.9858
Prospective Commercial HPWH (FS) | Efficient uncompeted | Northwest, Great Basin, California, Rocky Mountains, Upper Midwest, Lower Midwest, Lakes/Mid-Atl., Texas, Southwest, Southeast, Northeast | Commercial (New), Commercial (Existing) | Water Heating | 999 | 0 | -1.0467 | -8.4554 | 32.6109 | 33.297 | 33.8222 | 34.2625 | 34.5943 | 8.4028 | 8.1229 | 7.9614 | 7.8817 | 7.7187 | 7.6184 | 7.4494 | 7.4287 | 7.3575 | 7.3064 | 7.3182 | 7.3781 | 7.4102 | 7.3797 | 7.3462 | 7.2695 | 7.129 | 7.0703 | 6.964 | 6.9664 | 6.8865
Prospective Commercial HPWH (FS) | Baseline competed | Northwest, Great Basin, California, Rocky Mountains, Upper Midwest, Lower Midwest, Lakes/Mid-Atl., Texas, Southwest, Southeast, Northeast | Commercial (New), Commercial (Existing) | Water Heating | 999 | 0 | -1.0467 | -8.4554 | 0 | 0 | 0 | 0 | 0 | 31.206 | 31.462 | 31.697 | 31.8742 | 32.0259 | 32.1623 | 32.3115 | 32.4439 | 32.5256 | 32.6276 | 32.7136 | 32.8001 | 32.9016 | 33.0401 | 33.2154 | 33.3504 | 33.3869 | 33.4802 | 33.6406 | 33.8183 | 37.6102
Prospective Commercial HPWH (FS) | Efficient competed | Northwest, Great Basin, California, Rocky Mountains, Upper Midwest, Lower Midwest, Lakes/Mid-Atl., Texas, Southwest, Southeast, Northeast | Commercial (New), Commercial (Existing) | Water Heating | 999 | 0 | -1.0467 | -8.4554 | 0 | 0 | 0 | 0 | 0 | 7.5099 | 7.2598 | 7.1154 | 7.044 | 6.8982 | 6.8085 | 6.6572 | 6.6388 | 6.5754 | 6.5297 | 6.5402 | 6.5938 | 6.6224 | 6.5951 | 6.5649 | 6.4964 | 6.3707 | 6.3181 | 6.2231 | 6.2252 | 6.818
Prospective Commercial Refrigeration | Baseline uncompeted | Northwest, Great Basin, California, Rocky Mountains, Upper Midwest, Lower Midwest, Lakes/Mid-Atl., Texas, Southwest, Southeast, Northeast | Commercial (New), Commercial (Existing) | Refrigeration | -19.8772 | 41.1097 | 80.0806 | 5556.3356 | 51.3761 | 45.9807 | 40.741 | 36.6301 | 33.8298 | 31.738 | 30.6863 | 29.9583 | 29.7143 | 29.0449 | 28.7203 | 28.3001 | 28.1386 | 28.0344 | 27.8345 | 27.7173 | 27.766 | 27.7658 | 27.5544 | 26.8532 | 26.5638 | 25.9776 | 25.6191 | 25.2618 | 25.1876 | 24.8843
Prospective Commercial Refrigeration | Efficient uncompeted | Northwest, Great Basin, California, Rocky Mountains, Upper Midwest, Lower Midwest, Lakes/Mid-Atl., Texas, Southwest, Southeast, Northeast | Commercial (New), Commercial (Existing) | Refrigeration | -19.8772 | 41.1097 | 80.0806 | 5556.3356 | 51.3761 | 45.9807 | 40.741 | 36.6301 | 33.8298 | 22.8514 | 22.1748 | 21.7128 | 21.5903 | 21.1444 | 20.9396 | 20.6611 | 20.5658 | 20.5098 | 20.3808 | 20.31 | 20.3587 | 20.37 | 20.2247 | 19.7186 | 19.5137 | 19.089 | 18.8317 | 18.5749 | 18.5244 | 18.3052
Prospective Commercial Refrigeration | Baseline competed | Northwest, Great Basin, California, Rocky Mountains, Upper Midwest, Lower Midwest, Lakes/Mid-Atl., Texas, Southwest, Southeast, Northeast | Commercial (New), Commercial (Existing) | Refrigeration | -19.8772 | 41.1097 | 80.0806 | 5556.3356 | 4.5562 | 4.0004 | 3.4912 | 3.1004 | 2.8368 | 2.6415 | 2.5401 | 2.4694 | 2.4413 | 2.3782 | 2.3474 | 2.3115 | 2.2943 | 2.2853 | 2.2675 | 2.2577 | 2.2594 | 2.2585 | 2.2418 | 2.1824 | 2.1596 | 2.114 | 2.0856 | 2.0584 | 2.0527 | 2.0303
Prospective Commercial Refrigeration | Efficient competed | Northwest, Great Basin, California, Rocky Mountains, Upper Midwest, Lower Midwest, Lakes/Mid-Atl., Texas, Southwest, Southeast, Northeast | Commercial (New), Commercial (Existing) | Refrigeration | -19.8772 | 41.1097 | 80.0806 | 5556.3356 | 4.5562 | 4.0004 | 3.4912 | 3.1004 | 2.8368 | 1.9019 | 1.8433 | 1.8038 | 1.7932 | 1.7549 | 1.739 | 1.7181 | 1.7103 | 1.7077 | 1.698 | 1.6936 | 1.6975 | 1.6992 | 1.6886 | 1.6455 | 1.6296 | 1.5963 | 1.576 | 1.5562 | 1.5526 | 1.5363
Prospective Residential Ctls. (CAC) | Baseline uncompeted | Northwest, Great Basin, California, Rocky Mountains, Upper Midwest, Lower Midwest, Lakes/Mid-Atl., Texas, Southwest, Southeast, Northeast | Residential (New), Residential (Existing) | Cooling (Equip.) | 2.9702 | 8.5432 | 21.8052 | 1439.9124 | 47.471 | 42.8905 | 38.0676 | 34.4536 | 32.1858 | 30.3801 | 29.476 | 28.7784 | 28.8968 | 28.9092 | 29.3325 | 29.601 | 29.6191 | 29.9447 | 30.2091 | 30.6791 | 31.407 | 31.9648 | 32.2914 | 32.232 | 32.4342 | 32.7523 | 33.1281 | 33.3684 | 33.9223 | 34.1998
Prospective Residential Ctls. (CAC) | Efficient uncompeted | Northwest, Great Basin, California, Rocky Mountains, Upper Midwest, Lower Midwest, Lakes/Mid-Atl., Texas, Southwest, Southeast, Northeast | Residential (New), Residential (Existing) | Cooling (Equip.) | 2.9702 | 8.5432 | 21.8052 | 1439.9124 | 47.471 | 42.8905 | 38.0676 | 34.4536 | 32.1858 | 21.2661 | 20.6332 | 20.1449 | 20.2278 | 20.2365 | 20.5327 | 20.7207 | 20.7334 | 20.9613 | 21.1464 | 21.4754 | 21.9849 | 22.3754 | 22.604 | 22.5624 | 22.7039 | 22.9266 | 23.1896 | 23.3579 | 23.7456 | 23.9399
Prospective Residential Ctls. (CAC) | Baseline competed | Northwest, Great Basin, California, Rocky Mountains, Upper Midwest, Lower Midwest, Lakes/Mid-Atl., Texas, Southwest, Southeast, Northeast | Residential (New), Residential (Existing) | Cooling (Equip.) | 2.9702 | 8.5432 | 21.8052 | 1439.9124 | 0 | 0 | 0 | 0 | 0 | 20.7063 | 20.1016 | 19.6413 | 24.1131 | 24.1366 | 24.5304 | 24.7594 | 24.7788 | 25.0235 | 25.2514 | 23.1715 | 23.7997 | 24.3329 | 24.6933 | 24.7848 | 25.0178 | 25.3841 | 25.8058 | 26.0602 | 26.6407 | 27.0382
Prospective Residential Ctls. (CAC) | Efficient competed | Northwest, Great Basin, California, Rocky Mountains, Upper Midwest, Lower Midwest, Lakes/Mid-Atl., Texas, Southwest, Southeast, Northeast | Residential (New), Residential (Existing) | Cooling (Equip.) | 2.9702 | 8.5432 | 21.8052 | 1439.9124 | 0 | 0 | 0 | 0 | 0 | 14.4944 | 14.0711 | 13.7489 | 16.8792 | 16.8956 | 17.1713 | 17.3316 | 17.3452 | 17.5165 | 17.676 | 16.2201 | 16.6598 | 17.033 | 17.2853 | 17.3494 | 17.5125 | 17.7688 | 18.0641 | 18.2422 | 18.6485 | 18.9268
Prospective Residential Ctls. (Lighting) | Baseline uncompeted | Northwest, Great Basin, California, Rocky Mountains, Upper Midwest, Lower Midwest, Lakes/Mid-Atl., Texas, Southwest, Southeast, Northeast | Residential (New), Residential (Existing) | Lighting | 999 | 0 | 0 | 0 | 17.534 | 15.6823 | 13.9053 | 12.4897 | 11.4745 | 10.6481 | 10.2081 | 9.8908 | 9.7754 | 9.5464 | 9.4547 | 9.3391 | 9.2605 | 9.1727 | 9.1058 | 8.9213 | 8.8254 | 8.7273 | 8.5845 | 8.3694 | 8.231 | 8.054 | 7.9531 | 7.8369 | 7.7919 | 7.6966
Prospective Residential Ctls. (Lighting) | Efficient uncompeted | Northwest, Great Basin, California, Rocky Mountains, Upper Midwest, Lower Midwest, Lakes/Mid-Atl., Texas, Southwest, Southeast, Northeast | Residential (New), Residential (Existing) | Lighting | 999 | 0 | 0 | 0 | 17.534 | 15.6823 | 13.9053 | 12.4897 | 11.4745 | 7.4537 | 7.1457 | 6.9235 | 6.8428 | 6.6824 | 6.6183 | 6.5373 | 6.4824 | 6.4209 | 6.3741 | 6.2449 | 6.1778 | 6.1091 | 6.0091 | 5.8585 | 5.7617 | 5.6378 | 5.5672 | 5.4858 | 5.4543 | 5.3876
Prospective Residential Ctls. (Lighting) | Baseline competed | Northwest, Great Basin, California, Rocky Mountains, Upper Midwest, Lower Midwest, Lakes/Mid-Atl., Texas, Southwest, Southeast, Northeast | Residential (New), Residential (Existing) | Lighting | 999 | 0 | 0 | 0 | 9.0675 | 8.1611 | 7.2511 | 6.5181 | 5.9965 | 6.0826 | 5.8691 | 5.7156 | 5.6693 | 5.5467 | 5.4974 | 5.4325 | 5.3879 | 5.337 | 5.2975 | 5.2779 | 5.2564 | 5.2241 | 5.1549 | 5.0356 | 4.9601 | 4.8602 | 4.8052 | 4.7397 | 4.7165 | 4.663
Prospective Residential Ctls. (Lighting) | Efficient competed | Northwest, Great Basin, California, Rocky Mountains, Upper Midwest, Lower Midwest, Lakes/Mid-Atl., Texas, Southwest, Southeast, Northeast | Residential (New), Residential (Existing) | Lighting | 999 | 0 | 0 | 0 | 9.0675 | 8.1611 | 7.2511 | 6.5181 | 5.9965 | 4.2578 | 4.1083 | 4.0009 | 3.9685 | 3.8827 | 3.8482 | 3.8027 | 3.7716 | 3.7359 | 3.7082 | 3.6945 | 3.6795 | 3.6569 | 3.6084 | 3.525 | 3.4721 | 3.4021 | 3.3636 | 3.3178 | 3.3015 | 3.2641
Prospective Residential Dryer | Baseline uncompeted | Northwest, Great Basin, California, Rocky Mountains, Upper Midwest, Lower Midwest, Lakes/Mid-Atl., Texas, Southwest, Southeast, Northeast | Residential (New), Residential (Existing) | Other | 16.1819 | 5.3004 | 11.2405 | 740.2102 | 21.8541 | 19.8484 | 17.7492 | 15.9673 | 14.7718 | 13.9333 | 13.5379 | 13.3336 | 13.3729 | 13.2142 | 13.2469 | 13.2645 | 13.2416 | 13.1938 | 13.2174 | 13.2673 | 13.4245 | 13.5596 | 13.6023 | 13.4499 | 13.4407 | 13.3238 | 13.2903 | 13.2501 | 13.3194 | 13.2722
Prospective Residential Dryer | Efficient uncompeted | Northwest, Great Basin, California, Rocky Mountains, Upper Midwest, Lower Midwest, Lakes/Mid-Atl., Texas, Southwest, Southeast, Northeast | Residential (New), Residential (Existing) | Other | 16.1819 | 5.3004 | 11.2405 | 740.2102 | 21.8541 | 19.8484 | 17.7492 | 15.9673 | 14.7718 | 6.9667 | 6.7689 | 6.6668 | 6.6865 | 6.6071 | 6.6234 | 6.6322 | 6.6208 | 6.5969 | 6.6087 | 6.6337 | 6.7122 | 6.7798 | 6.8011 | 6.725 | 6.7204 | 6.6619 | 6.6451 | 6.6251 | 6.6597 | 6.6361
Prospective Residential Dryer | Baseline competed | Northwest, Great Basin, California, Rocky Mountains, Upper Midwest, Lower Midwest, Lakes/Mid-Atl., Texas, Southwest, Southeast, Northeast | Residential (New), Residential (Existing) | Other | 16.1819 | 5.3004 | 11.2405 | 740.2102 | 0 | 0 | 0 | 0 | 0 | 1.3e-05 | 1.3e-05 | 1.3e-05 | 1.4e-05 | 1.4e-05 | 1.4e-05 | 1.4e-05 | 1.5e-05 | 1.5e-05 | 1.6e-05 | 1.6e-05 | 1.7e-05 | 1.7e-05 | 1.7e-05 | 1.7e-05 | 1.7e-05 | 1.7e-05 | 1.7e-05 | 1.7e-05 | 1.6e-05 | 1.6e-05
Prospective Residential Dryer | Efficient competed | Northwest, Great Basin, California, Rocky Mountains, Upper Midwest, Lower Midwest, Lakes/Mid-Atl., Texas, Southwest, Southeast, Northeast | Residential (New), Residential (Existing) | Other | 16.1819 | 5.3004 | 11.2405 | 740.2102 | 0 | 0 | 0 | 0 | 0 | 7e-06 | 7e-06 | 7e-06 | 7e-06 | 7e-06 | 7e-06 | 7e-06 | 7e-06 | 8e-06 | 8e-06 | 8e-06 | 8e-06 | 9e-06 | 9e-06 | 9e-06 | 9e-06 | 9e-06 | 8e-06 | 8e-06 | 8e-06 | 8e-06
Prospective Residential HPWH | Baseline uncompeted | Northwest, Great Basin, California, Rocky Mountains, Upper Midwest, Lower Midwest, Lakes/Mid-Atl., Texas, Southwest, Southeast, Northeast | Residential (New), Residential (Existing) | Water Heating | 19.1818 | 4.8383 | 8.9094 | 576.1377 | 55.4257 | 49.0306 | 42.855 | 37.9799 | 34.6057 | 32.2332 | 30.8821 | 29.9804 | 29.7396 | 28.9291 | 28.732 | 28.5382 | 28.3817 | 28.2305 | 28.1242 | 27.9755 | 28.1059 | 28.1875 | 28.1189 | 27.4913 | 27.3389 | 26.9044 | 26.6463 | 26.4388 | 26.3888 | 26.1436
Prospective Residential HPWH | Efficient uncompeted | Northwest, Great Basin, California, Rocky Mountains, Upper Midwest, Lower Midwest, Lakes/Mid-Atl., Texas, Southwest, Southeast, Northeast | Residential (New), Residential (Existing) | Water Heating | 19.1818 | 4.8383 | 8.9094 | 576.1377 | 55.4257 | 49.0306 | 42.855 | 37.9799 | 34.6057 | 8.0367 | 7.6998 | 7.475 | 7.415 | 7.2129 | 7.1637 | 7.1154 | 7.0764 | 7.0387 | 7.0122 | 6.9751 | 7.0076 | 7.028 | 7.0109 | 6.8544 | 6.8164 | 6.7081 | 6.6437 | 6.592 | 6.5795 | 6.5184
Prospective Residential HPWH | Baseline competed | Northwest, Great Basin, California, Rocky Mountains, Upper Midwest, Lower Midwest, Lakes/Mid-Atl., Texas, Southwest, Southeast, Northeast | Residential (New), Residential (Existing) | Water Heating | 19.1818 | 4.8383 | 8.9094 | 576.1377 | 0 | 0 | 0 | 0 | 0 | 8e-06 | 8e-06 | 7e-06 | 2e-06 | 2e-06 | 2e-06 | 2e-06 | 2e-06 | 2e-06 | 2e-06 | 2e-06 | 2e-06 | 2e-06 | 2e-06 | 1e-06 | 1e-06 | 1e-06 | 1e-06 | 1e-06 | 1e-06 | 1e-06
Prospective Residential HPWH | Efficient competed | Northwest, Great Basin, California, Rocky Mountains, Upper Midwest, Lower Midwest, Lakes/Mid-Atl., Texas, Southwest, Southeast, Northeast | Residential (New), Residential (Existing) | Water Heating | 19.1818 | 4.8383 | 8.9094 | 576.1377 | 0 | 0 | 0 | 0 | 0 | 2e-06 | 2e-06 | 2e-06 | 0 | 0 | 0 | 0 | 0 | 0 | 0 | 0 | 0 | 0 | 0 | 0 | 0 | 0 | 0 | 0 | 0 | 0
Prospective Residential HPWH (FS) | Baseline uncompeted | Northwest, Great Basin, California, Rocky Mountains, Upper Midwest, Lower Midwest, Lakes/Mid-Atl., Texas, Southwest, Southeast, Northeast | Residential (New), Residential (Existing) | Water Heating | 67.7129 | 1.4762 | 1.7476 | 20.3442 | 58.9097 | 59.6463 | 60.3661 | 61.077 | 61.6718 | 62.2089 | 62.622 | 62.9895 | 63.3476 | 63.6807 | 64.0108 | 64.3476 | 64.662 | 64.926 | 65.2101 | 65.4873 | 65.751 | 66.0267 | 66.344 | 66.7068 | 67.0536 | 67.2568 | 67.5227 | 67.8708 | 68.251 | 68.609
Prospective Residential HPWH (FS) | Efficient uncompeted | Northwest, Great Basin, California, Rocky Mountains, Upper Midwest, Lower Midwest, Lakes/Mid-Atl., Texas, Southwest, Southeast, Northeast | Residential (New), Residential (Existing) | Water Heating | 67.7129 | 1.4762 | 1.7476 | 20.3442 | 58.9097 | 59.6463 | 60.3661 | 61.077 | 61.6718 | 10.071 | 9.7473 | 9.5398 | 9.4728 | 9.3299 | 9.2337 | 9.0765 | 9.0081 | 8.887 | 8.8166 | 8.846 | 8.9228 | 8.9662 | 8.9247 | 8.8686 | 8.7186 | 8.5339 | 8.4803 | 8.3693 | 8.3465 | 8.2517
Prospective Residential HPWH (FS) | Baseline competed | Northwest, Great Basin, California, Rocky Mountains, Upper Midwest, Lower Midwest, Lakes/Mid-Atl., Texas, Southwest, Southeast, Northeast | Residential (New), Residential (Existing) | Water Heating | 67.7129 | 1.4762 | 1.7476 | 20.3442 | 0 | 0 | 0 | 0 | 0 | 2.9375 | 2.7804 | 2.6055 | 1.3042 | 1.2795 | 1.2831 | 1.248 | 1.228 | 1.2217 | 1.1566 | 1.1361 | 1.1203 | 1.0837 | 1.0366 | 0.98743 | 0.97878 | 1.0809 | 1.0588 | 1.0219 | 1.0214 | 1.0352
Prospective Residential HPWH (FS) | Efficient competed | Northwest, Great Basin, California, Rocky Mountains, Upper Midwest, Lower Midwest, Lakes/Mid-Atl., Texas, Southwest, Southeast, Northeast | Residential (New), Residential (Existing) | Water Heating | 67.7129 | 1.4762 | 1.7476 | 20.3442 | 0 | 0 | 0 | 0 | 0 | 0.42231 | 0.3883 | 0.35711 | 0.18812 | 0.18063 | 0.1785 | 0.16944 | 0.16512 | 0.16202 | 0.1514 | 0.14873 | 0.14766 | 0.14297 | 0.13533 | 0.12713 | 0.12332 | 0.1337 | 0.12961 | 0.1226 | 0.12174 | 0.12159
Prospective Residential Refrigeration | Baseline uncompeted | Northwest, Great Basin, California, Rocky Mountains, Upper Midwest, Lower Midwest, Lakes/Mid-Atl., Texas, Southwest, Southeast, Northeast | Residential (New), Residential (Existing) | Refrigeration | 20.7947 | 4.5262 | 9.2546 | 627.9344 | 25.7598 | 22.9612 | 20.1795 | 17.9144 | 16.3078 | 15.163 | 14.5853 | 14.1809 | 14.0829 | 13.8217 | 13.7359 | 13.6168 | 13.553 | 13.5064 | 13.5065 | 13.5827 | 13.7594 | 13.9059 | 13.9306 | 13.7609 | 13.6983 | 13.5478 | 13.5018 | 13.4216 | 13.4434 | 13.3586
Prospective Residential Refrigeration | Efficient uncompeted | Northwest, Great Basin, California, Rocky Mountains, Upper Midwest, Lower Midwest, Lakes/Mid-Atl., Texas, Southwest, Southeast, Northeast | Residential (New), Residential (Existing) | Refrigeration | 20.7947 | 4.5262 | 9.2546 | 627.9344 | 25.7598 | 22.9612 | 20.1795 | 17.9144 | 16.3078 | 8.0364 | 7.7302 | 7.5159 | 7.4639 | 7.3255 | 7.28 | 7.2169 | 7.1831 | 7.1584 | 7.1584 | 7.1988 | 7.2925 | 7.3701 | 7.3832 | 7.2933 | 7.2601 | 7.1803 | 7.1559 | 7.1135 | 7.125 | 7.0801
Prospective Residential Refrigeration | Baseline competed | Northwest, Great Basin, California, Rocky Mountains, Upper Midwest, Lower Midwest, Lakes/Mid-Atl., Texas, Southwest, Southeast, Northeast | Residential (New), Residential (Existing) | Refrigeration | 20.7947 | 4.5262 | 9.2546 | 627.9344 | 0 | 0 | 0 | 0 | 0 | 0.51928 | 0.49654 | 0.48222 | 0.49228 | 0.49537 | 0.49055 | 0.49378 | 0.50271 | 0.51914 | 0.53535 | 0.5567 | 0.58287 | 0.60553 | 0.62225 | 0.62836 | 0.63991 | 0.63952 | 0.63875 | 0.64029 | 0.63674 | 0.62238
Prospective Residential Refrigeration | Efficient competed | Northwest, Great Basin, California, Rocky Mountains, Upper Midwest, Lower Midwest, Lakes/Mid-Atl., Texas, Southwest, Southeast, Northeast | Residential (New), Residential (Existing) | Refrigeration | 20.7947 | 4.5262 | 9.2546 | 627.9344 | 0 | 0 | 0 | 0 | 0 | 0.27522 | 0.26317 | 0.25558 | 0.26091 | 0.26255 | 0.25999 | 0.2617 | 0.26644 | 0.27514 | 0.28374 | 0.29505 | 0.30892 | 0.32093 | 0.3298 | 0.33303 | 0.33915 | 0.33894 | 0.33854 | 0.33936 | 0.33747 | 0.32986
Ref. Case Clothes Washer | Baseline uncompeted | Northwest, Great Basin, California, Rocky Mountains, Upper Midwest, Lower Midwest, Lakes/Mid-Atl., Texas, Southwest, Southeast, Northeast | Residential (New), Residential (Existing) | Other | 999 | 0 | 999 | 999 | 3.4645 | 3.1201 | 2.7704 | 2.4808 | 2.2763 | 2.1326 | 2.0677 | 2.0255 | 2.0247 | 1.9954 | 1.9892 | 1.9813 | 1.9722 | 1.9662 | 1.9643 | 1.9703 | 1.9894 | 2.0025 | 1.9992 | 1.9684 | 1.9519 | 1.9246 | 1.9121 | 1.8945 | 1.8924 | 1.8747
Ref. Case Clothes Washer | Efficient uncompeted | Northwest, Great Basin, California, Rocky Mountains, Upper Midwest, Lower Midwest, Lakes/Mid-Atl., Texas, Southwest, Southeast, Northeast | Residential (New), Residential (Existing) | Other | 999 | 0 | 999 | 999 | 3.4645 | 3.1201 | 2.7704 | 2.4808 | 2.2763 | 2.1326 | 2.0677 | 2.0255 | 2.0247 | 1.9954 | 1.9892 | 1.9813 | 1.9722 | 1.9662 | 1.9643 | 1.9703 | 1.9894 | 2.0025 | 1.9992 | 1.9684 | 1.9519 | 1.9246 | 1.9121 | 1.8945 | 1.8924 | 1.8747
Ref. Case Clothes Washer | Baseline competed | Northwest, Great Basin, California, Rocky Mountains, Upper Midwest, Lower Midwest, Lakes/Mid-Atl., Texas, Southwest, Southeast, Northeast | Residential (New), Residential (Existing) | Other | 999 | 0 | 999 | 999 | 3.4641 | 3.1197 | 2.77 | 2.4805 | 2.2761 | 2.1324 | 2.0675 | 2.0253 | 2.0245 | 1.9952 | 1.989 | 1.9811 | 1.972 | 1.966 | 1.9641 | 1.9701 | 1.9892 | 2.0023 | 1.9991 | 1.9683 | 1.9517 | 1.9244 | 1.9119 | 1.8944 | 1.8922 | 1.8745
Ref. Case Clothes Washer | Efficient competed | Northwest, Great Basin, California, Rocky Mountains, Upper Midwest, Lower Midwest, Lakes/Mid-Atl., Texas, Southwest, Southeast, Northeast | Residential (New), Residential (Existing) | Other | 999 | 0 | 999 | 999 | 3.4641 | 3.1197 | 2.77 | 2.4805 | 2.2761 | 2.1324 | 2.0675 | 2.0253 | 2.0245 | 1.9952 | 1.989 | 1.9811 | 1.972 | 1.966 | 1.9641 | 1.9701 | 1.9892 | 2.0023 | 1.9991 | 1.9683 | 1.9517 | 1.9244 | 1.9119 | 1.8944 | 1.8922 | 1.8745
Ref. Case Com. Chillers | Baseline uncompeted | Northwest, Great Basin, California, Rocky Mountains, Upper Midwest, Lower Midwest, Lakes/Mid-Atl., Texas, Southwest, Southeast, Northeast | Commercial (New), Commercial (Existing) | Cooling (Equip.), Ventilation | 999 | 0 | 999 | 999 | 26.5326 | 23.8429 | 21.1856 | 19.2397 | 18.0918 | 17.1627 | 16.7006 | 16.3488 | 16.2818 | 16.0158 | 15.9921 | 15.8029 | 15.772 | 15.8574 | 15.8383 | 15.8425 | 15.9554 | 16.0166 | 15.9687 | 15.5681 | 15.5779 | 15.4461 | 15.3726 | 15.3269 | 15.4257 | 15.4561
Ref. Case Com. Chillers | Efficient uncompeted | Northwest, Great Basin, California, Rocky Mountains, Upper Midwest, Lower Midwest, Lakes/Mid-Atl., Texas, Southwest, Southeast, Northeast | Commercial (New), Commercial (Existing) | Cooling (Equip.), Ventilation | 999 | 0 | 999 | 999 | 26.5326 | 23.8429 | 21.1856 | 19.2397 | 18.0918 | 17.1627 | 16.7006 | 16.3488 | 16.2818 | 16.0158 | 15.9921 | 15.8029 | 15.772 | 15.8574 | 15.8383 | 15.8425 | 15.9554 | 16.0166 | 15.9687 | 15.5681 | 15.5779 | 15.4461 | 15.3726 | 15.3269 | 15.4257 | 15.4561
Ref. Case Com. Chillers | Baseline competed | Northwest, Great Basin, California, Rocky Mountains, Upper Midwest, Lower Midwest, Lakes/Mid-Atl., Texas, Southwest, Southeast, Northeast | Commercial (New), Commercial (Existing) | Cooling (Equip.), Ventilation | 999 | 0 | 999 | 999 | 26.4374 | 23.7572 | 21.1092 | 19.1702 | 18.026 | 12.1628 | 11.8175 | 11.5519 | 11.4896 | 11.2872 | 11.2421 | 11.1103 | 11.076 | 11.1228 | 11.0976 | 13.9564 | 14.052 | 14.1128 | 14.0666 | 13.7112 | 13.7063 | 13.5866 | 13.519 | 13.4754 | 13.5592 | 13.5828
Ref. Case Com. Chillers | Efficient competed | Northwest, Great Basin, California, Rocky Mountains, Upper Midwest, Lower Midwest, Lakes/Mid-Atl., Texas, Southwest, Southeast, Northeast | Commercial (New), Commercial (Existing) | Cooling (Equip.), Ventilation | 999 | 0 | 999 | 999 | 26.4374 | 23.7572 | 21.1092 | 19.1702 | 18.026 | 12.1628 | 11.8175 | 11.5519 | 11.4896 | 11.2872 | 11.2421 | 11.1103 | 11.076 | 11.1228 | 11.0976 | 13.9564 | 14.052 | 14.1128 | 14.0666 | 13.7112 | 13.7063 | 13.5866 | 13.519 | 13.4754 | 13.5592 | 13.5828
Ref. Case Com. Plug Loads | Baseline uncompeted | Northwest, Great Basin, California, Rocky Mountains, Upper Midwest, Lower Midwest, Lakes/Mid-Atl., Texas, Southwest, Southeast, Northeast | Commercial (New), Commercial (Existing) | Computers and Electronics | 999 | 0 | 999 | 999 | 52.865 | 48.0047 | 42.9665 | 38.9465 | 36.3071 | 34.4367 | 33.6126 | 33.1469 | 33.2199 | 32.9063 | 32.935 | 32.727 | 32.8786 | 33.183 | 33.3011 | 33.6006 | 34.0648 | 34.4307 | 34.4823 | 34.083 | 34.0029 | 33.5719 | 33.411 | 33.171 | 33.2818 | 33.1024
Ref. Case Com. Plug Loads | Efficient uncompeted | Northwest, Great Basin, California, Rocky Mountains, Upper Midwest, Lower Midwest, Lakes/Mid-Atl., Texas, Southwest, Southeast, Northeast | Commercial (New), Commercial (Existing) | Computers and Electronics | 999 | 0 | 999 | 999 | 52.865 | 48.0047 | 42.9665 | 38.9465 | 36.3071 | 34.4367 | 33.6126 | 33.1469 | 33.2199 | 32.9063 | 32.935 | 32.727 | 32.8786 | 33.183 | 33.3011 | 33.6006 | 34.0648 | 34.4307 | 34.4823 | 34.083 | 34.0029 | 33.5719 | 33.411 | 33.171 | 33.2818 | 33.1024
Ref. Case Com. Plug Loads | Baseline competed | Northwest, Great Basin, California, Rocky Mountains, Upper Midwest, Lower Midwest, Lakes/Mid-Atl., Texas, Southwest, Southeast, Northeast | Commercial (New), Commercial (Existing) | Computers and Electronics | 999 | 0 | 999 | 999 | 52.6536 | 47.8127 | 42.7946 | 38.7907 | 36.1619 | 34.2989 | 33.4782 | 33.0143 | 33.087 | 32.7747 | 32.8033 | 32.5961 | 32.7471 | 33.0503 | 33.1679 | 33.4662 | 33.9285 | 34.293 | 34.3444 | 33.9467 | 33.8669 | 33.4376 | 33.2773 | 33.0384 | 33.1487 | 32.9699
Ref. Case Com. Plug Loads | Efficient competed | Northwest, Great Basin, California, Rocky Mountains, Upper Midwest, Lower Midwest, Lakes/Mid-Atl., Texas, Southwest, Southeast, Northeast | Commercial (New), Commercial (Existing) | Computers and Electronics | 999 | 0 | 999 | 999 | 52.6536 | 47.8127 | 42.7946 | 38.7907 | 36.1619 | 34.2989 | 33.4782 | 33.0143 | 33.087 | 32.7747 | 32.8033 | 32.5961 | 32.7471 | 33.0503 | 33.1679 | 33.4662 | 33.9285 | 34.293 | 34.3444 | 33.9467 | 33.8669 | 33.4376 | 33.2773 | 33.0384 | 33.1487 | 32.9699
Ref. Case Com. Refrigeration | Baseline uncompeted | Northwest, Great Basin, California, Rocky Mountains, Upper Midwest, Lower Midwest, Lakes/Mid-Atl., Texas, Southwest, Southeast, Northeast | Commercial (New), Commercial (Existing) | Refrigeration | 999 | 0 | 999 | 999 | 46.8199 | 41.9803 | 37.2498 | 33.5298 | 30.993 | 29.0965 | 28.1462 | 27.4889 | 27.2729 | 26.6667 | 26.3728 | 25.9887 | 25.8443 | 25.749 | 25.5669 | 25.4596 | 25.5067 | 25.5073 | 25.3126 | 24.6708 | 24.4042 | 23.8636 | 23.5334 | 23.2034 | 23.1349 | 22.854
Ref. Case Com. Refrigeration | Efficient uncompeted | Northwest, Great Basin, California, Rocky Mountains, Upper Midwest, Lower Midwest, Lakes/Mid-Atl., Texas, Southwest, Southeast, Northeast | Commercial (New), Commercial (Existing) | Refrigeration | 999 | 0 | 999 | 999 | 46.8199 | 41.9803 | 37.2498 | 33.5298 | 30.993 | 29.0965 | 28.1462 | 27.4889 | 27.2729 | 26.6667 | 26.3728 | 25.9887 | 25.8443 | 25.749 | 25.5669 | 25.4596 | 25.5067 | 25.5073 | 25.3126 | 24.6708 | 24.4042 | 23.8636 | 23.5334 | 23.2034 | 23.1349 | 22.854
Ref. Case Com. Refrigeration | Baseline competed | Northwest, Great Basin, California, Rocky Mountains, Upper Midwest, Lower Midwest, Lakes/Mid-Atl., Texas, Southwest, Southeast, Northeast | Commercial (New), Commercial (Existing) | Refrigeration | 999 | 0 | 999 | 999 | 46.8199 | 41.9803 | 37.2498 | 33.5298 | 30.993 | 29.0965 | 28.1462 | 27.4889 | 27.2729 | 26.6667 | 26.3728 | 25.9887 | 25.8443 | 25.749 | 25.5669 | 25.4596 | 25.5067 | 25.5073 | 25.3126 | 24.6708 | 24.4042 | 23.8636 | 23.5334 | 23.2034 | 23.1349 | 22.854
Ref. Case Com. Refrigeration | Efficient competed | Northwest, Great Basin, California, Rocky Mountains, Upper Midwest, Lower Midwest, Lakes/Mid-Atl., Texas, Southwest, Southeast, Northeast | Commercial (New), Commercial (Existing) | Refrigeration | 999 | 0 | 999 | 999 | 46.8199 | 41.9803 | 37.2498 | 33.5298 | 30.993 | 29.0965 | 28.1462 | 27.4889 | 27.2729 | 26.6667 | 26.3728 | 25.9887 | 25.8443 | 25.749 | 25.5669 | 25.4596 | 25.5067 | 25.5073 | 25.3126 | 24.6708 | 24.4042 | 23.8636 | 23.5334 | 23.2034 | 23.1349 | 22.854
Ref. Case LED Bulbs | Baseline uncompeted | Northwest, Great Basin, California, Rocky Mountains, Upper Midwest, Lower Midwest, Lakes/Mid-Atl., Texas, Southwest, Southeast, Northeast | Residential (New), Residential (Existing) | Lighting | -3.5058 | 0 | 999 | 999 | 8.7187 | 7.7437 | 6.848 | 6.1444 | 5.637 | 5.1853 | 4.9326 | 4.7516 | 4.678 | 4.5606 | 4.5158 | 4.4607 | 4.4235 | 4.3833 | 4.3545 | 4.2166 | 4.1331 | 4.0603 | 3.9797 | 3.8724 | 3.8047 | 3.72 | 3.6713 | 3.6169 | 3.596 | 3.5518
Ref. Case LED Bulbs | Efficient uncompeted | Northwest, Great Basin, California, Rocky Mountains, Upper Midwest, Lower Midwest, Lakes/Mid-Atl., Texas, Southwest, Southeast, Northeast | Residential (New), Residential (Existing) | Lighting | -3.5058 | 0 | 999 | 999 | 8.8312 | 7.8992 | 7.0222 | 6.3274 | 5.8289 | 5.364 | 5.1229 | 4.9545 | 4.8966 | 4.7895 | 4.7552 | 4.7087 | 4.68 | 4.6475 | 4.627 | 4.4537 | 4.3762 | 4.3095 | 4.234 | 4.1294 | 4.0669 | 3.9855 | 3.9421 | 3.8924 | 3.8784 | 3.8391
Ref. Case LED Bulbs | Baseline competed | Northwest, Great Basin, California, Rocky Mountains, Upper Midwest, Lower Midwest, Lakes/Mid-Atl., Texas, Southwest, Southeast, Northeast | Residential (New), Residential (Existing) | Lighting | -3.5058 | 0 | 999 | 999 | 3.6109 | 3.153 | 2.7731 | 2.4911 | 2.2861 | 1.9301 | 1.8375 | 1.7705 | 1.7409 | 1.695 | 1.6782 | 1.6564 | 1.6411 | 1.6242 | 1.6119 | 1.5608 | 1.5341 | 1.5102 | 1.4817 | 1.442 | 1.4164 | 1.3847 | 1.3665 | 1.3457 | 1.3378 | 1.3215
Ref. Case LED Bulbs | Efficient competed | Northwest, Great Basin, California, Rocky Mountains, Upper Midwest, Lower Midwest, Lakes/Mid-Atl., Texas, Southwest, Southeast, Northeast | Residential (New), Residential (Existing) | Lighting | -3.5058 | 0 | 999 | 999 | 3.6563 | 3.2159 | 2.8436 | 2.5653 | 2.3639 | 1.9898 | 1.9022 | 1.8403 | 1.8168 | 1.775 | 1.7623 | 1.7438 | 1.7317 | 1.7178 | 1.7087 | 1.6438 | 1.6199 | 1.5987 | 1.5725 | 1.5341 | 1.5106 | 1.4804 | 1.4644 | 1.4455 | 1.4403 | 1.426
Ref. Case Res. Dishwasher | Baseline uncompeted | Northwest, Great Basin, California, Rocky Mountains, Upper Midwest, Lower Midwest, Lakes/Mid-Atl., Texas, Southwest, Southeast, Northeast | Residential (New), Residential (Existing) | Other | 999 | 0 | 999 | 999 | 2.548 | 2.3094 | 2.0615 | 1.8557 | 1.7164 | 1.6205 | 1.5822 | 1.5624 | 1.5776 | 1.574 | 1.5861 | 1.5942 | 1.6021 | 1.6111 | 1.6235 | 1.6451 | 1.6759 | 1.7021 | 1.7128 | 1.7029 | 1.7045 | 1.6935 | 1.696 | 1.6935 | 1.7066 | 1.7036
Ref. Case Res. Dishwasher | Efficient uncompeted | Northwest, Great Basin, California, Rocky Mountains, Upper Midwest, Lower Midwest, Lakes/Mid-Atl., Texas, Southwest, Southeast, Northeast | Residential (New), Residential (Existing) | Other | 999 | 0 | 999 | 999 | 2.548 | 2.3094 | 2.0615 | 1.8557 | 1.7164 | 1.6205 | 1.5822 | 1.5624 | 1.5776 | 1.574 | 1.5861 | 1.5942 | 1.6021 | 1.6111 | 1.6235 | 1.6451 | 1.6759 | 1.7021 | 1.7128 | 1.7029 | 1.7045 | 1.6935 | 1.696 | 1.6935 | 1.7066 | 1.7036
Ref. Case Res. Dishwasher | Baseline competed | Northwest, Great Basin, California, Rocky Mountains, Upper Midwest, Lower Midwest, Lakes/Mid-Atl., Texas, Southwest, Southeast, Northeast | Residential (New), Residential (Existing) | Other | 999 | 0 | 999 | 999 | 2.548 | 2.3094 | 2.0614 | 1.8557 | 1.7164 | 1.6205 | 1.5821 | 1.5624 | 1.5776 | 1.574 | 1.5861 | 1.5942 | 1.6021 | 1.6111 | 1.6234 | 1.6451 | 1.6759 | 1.7021 | 1.7128 | 1.7029 | 1.7045 | 1.6935 | 1.696 | 1.6935 | 1.7066 | 1.7035
Ref. Case Res. Dishwasher | Efficient competed | Northwest, Great Basin, California, Rocky Mountains, Upper Midwest, Lower Midwest, Lakes/Mid-Atl., Texas, Southwest, Southeast, Northeast | Residential (New), Residential (Existing) | Other | 999 | 0 | 999 | 999 | 2.548 | 2.3094 | 2.0614 | 1.8557 | 1.7164 | 1.6205 | 1.5821 | 1.5624 | 1.5776 | 1.574 | 1.5861 | 1.5942 | 1.6021 | 1.6111 | 1.6234 | 1.6451 | 1.6759 | 1.7021 | 1.7128 | 1.7029 | 1.7045 | 1.6935 | 1.696 | 1.6935 | 1.7066 | 1.7035
Ref. Case Res. Oil WH | Baseline uncompeted | Northwest, Great Basin, California, Rocky Mountains, Upper Midwest, Lower Midwest, Lakes/Mid-Atl., Texas, Southwest, Southeast, Northeast | Residential (New), Residential (Existing) | Water Heating | -21.4148 | 999 | 647.8166 | 8737.747 | 2.7013 | 2.627 | 2.5624 | 2.5085 | 2.4656 | 2.4354 | 2.4002 | 2.363 | 2.3241 | 2.2853 | 2.2451 | 2.2055 | 2.1659 | 2.127 | 2.0891 | 2.0526 | 2.0169 | 1.9832 | 1.9508 | 1.9208 | 1.8922 | 1.864 | 1.8371 | 1.8116 | 1.7868 | 1.7628
Ref. Case Res. Oil WH | Efficient uncompeted | Northwest, Great Basin, California, Rocky Mountains, Upper Midwest, Lower Midwest, Lakes/Mid-Atl., Texas, Southwest, Southeast, Northeast | Residential (New), Residential (Existing) | Water Heating | -21.4148 | 999 | 647.8166 | 8737.747 | 2.6591 | 2.5859 | 2.5224 | 2.4693 | 2.4271 | 2.3973 | 2.3627 | 2.326 | 2.2878 | 2.2496 | 2.21 | 2.1711 | 2.1321 | 2.0938 | 2.0565 | 2.0205 | 1.9853 | 1.9522 | 1.9203 | 1.8907 | 1.8626 | 1.8348 | 1.8084 | 1.7833 | 1.7589 | 1.7353
Ref. Case Res. Oil WH | Baseline competed | Northwest, Great Basin, California, Rocky Mountains, Upper Midwest, Lower Midwest, Lakes/Mid-Atl., Texas, Southwest, Southeast, Northeast | Residential (New), Residential (Existing) | Water Heating | -21.4148 | 999 | 647.8166 | 8737.747 | 0 | 0 | 0 | 0 | 0 | 0 | 0 | 0 | 0 | 0 | 0 | 0 | 0 | 0 | 0 | 0 | 0 | 0 | 0 | 0 | 0 | 0 | 0 | 0 | 0 | 0
Ref. Case Res. Oil WH | Efficient competed | Northwest, Great Basin, California, Rocky Mountains, Upper Midwest, Lower Midwest, Lakes/Mid-Atl., Texas, Southwest, Southeast, Northeast | Residential (New), Residential (Existing) | Water Heating | -21.4148 | 999 | 647.8166 | 8737.747 | 0 | 0 | 0 | 0 | 0 | 0 | 0 | 0 | 0 | 0 | 0 | 0 | 0 | 0 | 0 | 0 | 0 | 0 | 0 | 0 | 0 | 0 | 0 | 0 | 0 | 0
Ref. Case Res. Pool Pump | Baseline uncompeted | Northwest, Great Basin, California, Rocky Mountains, Upper Midwest, Lower Midwest, Lakes/Mid-Atl., Texas, Southwest, Southeast, Northeast | Residential (New), Residential (Existing) | Other | 999 | 0 | 999 | 999 | 7.4705 | 6.744 | 6.0188 | 5.5026 | 5.1765 | 4.9273 | 4.8145 | 4.7688 | 4.7885 | 4.7614 | 4.8096 | 4.859 | 4.9405 | 5.0741 | 5.1822 | 5.3019 | 5.4597 | 5.6117 | 5.7332 | 5.7126 | 5.8204 | 5.8597 | 5.9302 | 5.9985 | 6.1353 | 6.218
Ref. Case Res. Pool Pump | Efficient uncompeted | Northwest, Great Basin, California, Rocky Mountains, Upper Midwest, Lower Midwest, Lakes/Mid-Atl., Texas, Southwest, Southeast, Northeast | Residential (New), Residential (Existing) | Other | 999 | 0 | 999 | 999 | 7.4705 | 6.744 | 6.0188 | 5.5026 | 5.1765 | 4.9273 | 4.8145 | 4.7688 | 4.7885 | 4.7614 | 4.8096 | 4.859 | 4.9405 | 5.0741 | 5.1822 | 5.3019 | 5.4597 | 5.6117 | 5.7332 | 5.7126 | 5.8204 | 5.8597 | 5.9302 | 5.9985 | 6.1353 | 6.218
Ref. Case Res. Pool Pump | Baseline competed | Northwest, Great Basin, California, Rocky Mountains, Upper Midwest, Lower Midwest, Lakes/Mid-Atl., Texas, Southwest, Southeast, Northeast | Residential (New), Residential (Existing) | Other | 999 | 0 | 999 | 999 | 0.25141 | 0.30882 | 0.36887 | 0.43759 | 0.49508 | 0.11271 | 0.1136 | 0.11559 | 0.11041 | 0.10556 | 0.087008 | 0.085341 | 0.083233 | 0.0816 | 0.080658 | 0.078387 | 0.077978 | 0.078028 | 0.077732 | 0.075159 | 0.071669 | 0.071452 | 0.071657 | 0.072162 | 0.07374 | 0.073923
Ref. Case Res. Pool Pump | Efficient competed | Northwest, Great Basin, California, Rocky Mountains, Upper Midwest, Lower Midwest, Lakes/Mid-Atl., Texas, Southwest, Southeast, Northeast | Residential (New), Residential (Existing) | Other | 999 | 0 | 999 | 999 | 0.25141 | 0.30882 | 0.36887 | 0.43759 | 0.49508 | 0.11271 | 0.1136 | 0.11559 | 0.11041 | 0.10556 | 0.087008 | 0.085341 | 0.083233 | 0.0816 | 0.080658 | 0.078387 | 0.077978 | 0.078028 | 0.077732 | 0.075159 | 0.071669 | 0.071452 | 0.071657 | 0.072162 | 0.07374 | 0.073923
Res. Cooking (FS) | Baseline uncompeted | Northwest, Great Basin, California, Rocky Mountains, Upper Midwest, Lower Midwest, Lakes/Mid-Atl., Texas, Southwest, Southeast, Northeast | Residential (New), Residential (Existing) | Cooking | -9.3568 | 46.09 | 39.4385 | 446.2676 | 5.4806 | 5.4933 | 5.5059 | 5.5202 | 5.5385 | 5.5604 | 5.5867 | 5.6182 | 5.655 | 5.694 | 5.736 | 5.7807 | 5.8276 | 5.8757 | 5.9248 | 5.9756 | 6.028 | 6.0813 | 6.136 | 6.1919 | 6.2488 | 6.306 | 6.3634 | 6.4204 | 6.4763 | 6.531
Res. Cooking (FS) | Efficient uncompeted | Northwest, Great Basin, California, Rocky Mountains, Upper Midwest, Lower Midwest, Lakes/Mid-Atl., Texas, Southwest, Southeast, Northeast | Residential (New), Residential (Existing) | Cooking | -9.3568 | 46.09 | 39.4385 | 446.2676 | 1.5885 | 1.45 | 1.304 | 1.1791 | 1.0713 | 0.99901 | 0.9638 | 0.94111 | 0.93266 | 0.91616 | 0.90554 | 0.88902 | 0.89062 | 0.89011 | 0.8885 | 0.89632 | 0.90825 | 0.91691 | 0.91733 | 0.91678 | 0.906 | 0.89039 | 0.88702 | 0.87607 | 0.87677 | 0.86914
Res. Cooking (FS) | Baseline competed | Northwest, Great Basin, California, Rocky Mountains, Upper Midwest, Lower Midwest, Lakes/Mid-Atl., Texas, Southwest, Southeast, Northeast | Residential (New), Residential (Existing) | Cooking | -9.3568 | 46.09 | 39.4385 | 446.2676 | 5.4806 | 5.4933 | 5.5059 | 5.5202 | 5.5385 | 5.5604 | 5.5867 | 5.6182 | 5.655 | 5.694 | 5.736 | 5.7807 | 5.8276 | 5.8757 | 5.9248 | 5.9756 | 6.028 | 6.0813 | 6.136 | 6.1919 | 6.2488 | 6.306 | 6.3634 | 6.4204 | 6.4763 | 6.531
Res. Cooking (FS) | Efficient competed | Northwest, Great Basin, California, Rocky Mountains, Upper Midwest, Lower Midwest, Lakes/Mid-Atl., Texas, Southwest, Southeast, Northeast | Residential (New), Residential (Existing) | Cooking | -9.3568 | 46.09 | 39.4385 | 446.2676 | 1.5885 | 1.45 | 1.304 | 1.1791 | 1.0713 | 0.99901 | 0.9638 | 0.94111 | 0.93266 | 0.91616 | 0.90554 | 0.88902 | 0.89062 | 0.89011 | 0.8885 | 0.89632 | 0.90825 | 0.91691 | 0.91733 | 0.91678 | 0.906 | 0.89039 | 0.88702 | 0.87607 | 0.87677 | 0.86913

## Total Cost
ECM Name | Results Scenario | Climate Zones | Building Classes | End Uses | IRR (%),2050 | Payback (years),2050 | CCE ($/MMBtu saved),2050 | CCC ($/tCO2 avoided),2050 | 2025 (Billion $) | 2026 (Billion $) | 2027 (Billion $) | 2028 (Billion $) | 2029 (Billion $) | 2030 (Billion $) | 2031 (Billion $) | 2032 (Billion $) | 2033 (Billion $) | 2034 (Billion $) | 2035 (Billion $) | 2036 (Billion $) | 2037 (Billion $) | 2038 (Billion $) | 2039 (Billion $) | 2040 (Billion $) | 2041 (Billion $) | 2042 (Billion $) | 2043 (Billion $) | 2044 (Billion $) | 2045 (Billion $) | 2046 (Billion $) | 2047 (Billion $) | 2048 (Billion $) | 2049 (Billion $) | 2050 (Billion $)
All ECMs | Baseline competed | [7 empty] | 296.4787 | 289.1713 | 284.043 | 280.6732 | 280.5137 | 294.1604 | 296.0178 | 297.8072 | 302.4074 | 305.9889 | 307.6513 | 310.6814 | 313.6805 | 317.7132 | 320.059 | 323.0479 | 325.951 | 327.9098 | 329.7292 | 331.2162 | 333.4001 | 336.4657 | 337.0822 | 338.377 | 339.0652 | 339.3559
All ECMs | Efficient competed | [7 empty] | 189.778 | 186.7847 | 184.9677 | 184.032 | 184.7017 | 169.0342 | 170.6592 | 172.3076 | 177.2547 | 179.9965 | 181.277 | 183.4205 | 185.6639 | 188.5389 | 190.7174 | 179.0409 | 181.4921 | 183.5562 | 185.8058 | 187.9088 | 189.9149 | 191.2677 | 192.8014 | 194.7421 | 196.471 | 198.344
All ECMs | Baseline competed - efficient competed | All | All | All |  |  |  |  | 106.7007 | 102.3867 | 99.0754 | 96.6412 | 95.812 | 125.1262 | 125.3587 | 125.4996 | 125.1527 | 125.9924 | 126.3742 | 127.2609 | 128.0166 | 129.1743 | 129.3416 | 144.007 | 144.4589 | 144.3535 | 143.9234 | 143.3074 | 143.4852 | 145.1981 | 144.2808 | 143.6349 | 142.5942 | 141.0119
All ECMs | Baseline competed - efficient competed | Northwest | All | All |  |  |  |  | 4.5271 | 4.3788 | 4.2864 | 4.2336 | 4.1903 | 4.5881 | 4.568 | 4.5673 | 4.5878 | 4.601 | 4.6092 | 4.602 | 4.6062 | 4.6264 | 4.6229 | 5.3047 | 5.2995 | 5.2644 | 5.2145 | 5.1657 | 5.1496 | 5.1953 | 5.1344 | 5.083 | 5.019 | 4.9552
All ECMs | Baseline competed - efficient competed | Great Basin | All | All |  |  |  |  | 2.2715 | 2.1846 | 2.1174 | 2.071 | 2.0714 | 2.646 | 2.6596 | 2.6865 | 2.6497 | 2.6851 | 2.7183 | 2.7437 | 2.7769 | 2.8247 | 2.8529 | 3.2761 | 3.302 | 3.3106 | 3.3089 | 3.3018 | 3.3175 | 3.3918 | 3.3872 | 3.3864 | 3.3751 | 3.3516
All ECMs | Baseline competed - efficient competed | California | All | All |  |  |  |  | 6.4783 | 6.253 | 6.0849 | 5.9576 | 5.9194 | 8.7031 | 8.7682 | 8.8262 | 8.8035 | 8.8671 | 8.9063 | 9.0522 | 9.1001 | 9.1643 | 9.1708 | 10.3074 | 10.3594 | 10.378 | 10.4122 | 10.4146 | 10.4724 | 10.5751 | 10.5133 | 10.4899 | 10.4338 | 10.3324
All ECMs | Baseline competed - efficient competed | Rocky Mountains | All | All |  |  |  |  | 1.9738 | 1.8953 | 1.841 | 1.7957 | 1.7933 | 2.0137 | 2.0222 | 2.031 | 2.0405 | 2.0557 | 2.0721 | 2.0808 | 2.0995 | 2.1293 | 2.1333 | 2.497 | 2.5109 | 2.5114 | 2.4996 | 2.487 | 2.4934 | 2.5477 | 2.5276 | 2.5148 | 2.4939 | 2.4669
All ECMs | Baseline competed - efficient competed | Upper Midwest | All | All |  |  |  |  | 12.6606 | 12.1328 | 11.7302 | 11.4658 | 11.3922 | 12.7505 | 12.7575 | 12.7646 | 12.7968 | 12.8161 | 12.8505 | 12.8122 | 12.8202 | 12.8943 | 12.8762 | 14.9035 | 14.9373 | 14.8775 | 14.7639 | 14.6338 | 14.6027 | 14.7998 | 14.6348 | 14.4841 | 14.2845 | 14.0575
All ECMs | Baseline competed - efficient competed | Lower Midwest | All | All |  |  |  |  | 4.428 | 4.2706 | 4.1728 | 4.1182 | 4.1214 | 5.5743 | 5.5794 | 5.6047 | 5.6447 | 5.674 | 5.6855 | 5.7577 | 5.8102 | 5.8603 | 5.8861 | 6.6285 | 6.7251 | 6.7298 | 6.6958 | 6.6658 | 6.6796 | 6.7612 | 6.7339 | 6.714 | 6.661 | 6.5999
All ECMs | Baseline competed - efficient competed | Lakes/Mid-Atl. | All | All |  |  |  |  | 27.5089 | 26.3484 | 25.4039 | 24.7212 | 24.5084 | 28.3786 | 28.342 | 28.3367 | 27.949 | 28.0304 | 28.0797 | 28.0425 | 28.0601 | 28.169 | 28.0607 | 31.5895 | 31.6014 | 31.4826 | 31.2513 | 30.9554 | 30.8781 | 31.3451 | 31.0053 | 30.73 | 30.359 | 29.8777
All ECMs | Baseline competed - efficient competed | Texas | All | All |  |  |  |  | 5.7743 | 5.5718 | 5.4209 | 5.2887 | 5.2703 | 8.8754 | 8.9543 | 8.8535 | 8.9085 | 9.0783 | 9.1942 | 9.3295 | 9.3453 | 9.3953 | 9.4073 | 10.1145 | 10.1817 | 10.29 | 10.3753 | 10.3826 | 10.3705 | 10.3378 | 10.2759 | 10.2839 | 10.32 | 10.1509
All ECMs | Baseline competed - efficient competed | Southwest | All | All |  |  |  |  | 1.6886 | 1.6257 | 1.5815 | 1.5464 | 1.5355 | 2.9463 | 2.9961 | 3.0466 | 3.0208 | 3.0702 | 3.1047 | 3.1633 | 3.2389 | 3.327 | 3.3882 | 3.755 | 3.8453 | 3.9194 | 3.9424 | 3.9846 | 4.0469 | 4.136 | 4.1655 | 4.1973 | 4.2322 | 4.2562
All ECMs | Baseline competed - efficient competed | Southeast | All | All |  |  |  |  | 21.7143 | 20.8728 | 20.2285 | 19.752 | 19.5372 | 31.566 | 31.7152 | 31.8651 | 32.2731 | 32.5886 | 32.6581 | 33.191 | 33.6666 | 34.2226 | 34.4155 | 36.9325 | 37.0011 | 36.98 | 36.9548 | 37.0105 | 37.2146 | 37.5664 | 37.5596 | 37.5524 | 37.4876 | 37.3951
All ECMs | Baseline competed - efficient competed | Northeast | All | All |  |  |  |  | 17.6753 | 16.853 | 16.2078 | 15.6911 | 15.4728 | 17.0843 | 16.9962 | 16.9174 | 16.4782 | 16.526 | 16.4955 | 16.4858 | 16.4925 | 16.5611 | 16.5277 | 18.6984 | 18.6951 | 18.61 | 18.5047 | 18.3056 | 18.2599 | 18.5419 | 18.3433 | 18.199 | 17.9281 | 17.5685
All ECMs | Baseline competed - efficient competed | All | Residential (New) | All |  |  |  |  | 0.70491 | 1.3431 | 1.9396 | 2.5112 | 3.0912 | 5.5144 | 6.3774 | 7.2205 | 7.9955 | 8.8558 | 9.6522 | 10.48 | 11.3379 | 12.2311 | 13.0369 | 15.9554 | 16.7452 | 17.484 | 18.0856 | 18.6305 | 19.2947 | 19.8596 | 20.1867 | 20.6325 | 20.7501 | 20.6821
All ECMs | Baseline competed - efficient competed | All | Residential (Existing) | All |  |  |  |  | 88.6666 | 84.448 | 81.0726 | 78.4444 | 77.1073 | 94.5592 | 93.906 | 93.2388 | 91.9343 | 91.8622 | 91.3079 | 90.9541 | 90.8574 | 91.0304 | 90.613 | 103.324 | 103.0089 | 102.3245 | 101.4972 | 100.5708 | 100.036 | 100.0747 | 99.0506 | 98.1618 | 97.1269 | 95.9556
All ECMs | Baseline competed - efficient competed | All | Commercial (New) | All |  |  |  |  | 0.31742 | 0.59294 | 0.8453 | 1.0996 | 1.3758 | 2.914 | 3.4169 | 3.8981 | 4.3996 | 4.8624 | 5.3301 | 5.8619 | 6.2794 | 6.7101 | 7.0454 | 7.1616 | 7.52 | 7.8315 | 8.1209 | 8.395 | 8.7671 | 9.5877 | 9.8708 | 10.1527 | 10.4639 | 10.6665
All ECMs | Baseline competed - efficient competed | All | Commercial (Existing) | All |  |  |  |  | 17.0118 | 16.0026 | 15.2178 | 14.5861 | 14.2377 | 22.1386 | 21.6584 | 21.1422 | 20.8233 | 20.412 | 20.084 | 19.9649 | 19.5418 | 19.2028 | 18.6462 | 17.566 | 17.1848 | 16.7135 | 16.2197 | 15.7111 | 15.3874 | 15.6761 | 15.1727 | 14.6878 | 14.2533 | 13.7077
All ECMs | Baseline competed - efficient competed | All | All | Heating (Equip.) |  |  |  |  | 74.4376 | 71.1259 | 68.5623 | 66.6642 | 66.0107 | 68.3894 | 68.1341 | 67.8401 | 68.2982 | 68.1944 | 67.8785 | 67.4503 | 67.1772 | 67.1155 | 66.525 | 79.1529 | 78.6891 | 77.8969 | 76.823 | 75.552 | 74.7749 | 75.4526 | 73.97 | 72.6918 | 71.0951 | 69.3808
All ECMs | Baseline competed - efficient competed | All | All | Cooling (Equip.) |  |  |  |  | 3.1896 | 3.0972 | 3.0349 | 2.9895 | 2.9888 | 27.9542 | 28.4521 | 28.9277 | 28.0535 | 28.7218 | 29.1055 | 30.2083 | 30.934 | 31.7471 | 32.3886 | 34.1759 | 34.811 | 35.3478 | 35.9009 | 36.4772 | 37.0905 | 37.566 | 38.011 | 38.5534 | 38.9548 | 39.1938
All ECMs | Baseline competed - efficient competed | All | All | Heating (Env.) |  |  |  |  | 0 | 0 | 0 | 0 | 0 | 0 | 0 | 0 | 0 | 0 | 0 | 0 | 0 | 0 | 0 | 0 | 0 | 0 | 0 | 0 | 0 | 0 | 0 | 0 | 0 | 0
All ECMs | Baseline competed - efficient competed | All | All | Cooling (Env.) |  |  |  |  | 0 | 0 | 0 | 0 | 0 | 0 | 0 | 0 | 0 | 0 | 0 | 0 | 0 | 0 | 0 | 0 | 0 | 0 | 0 | 0 | 0 | 0 | 0 | 0 | 0 | 0
All ECMs | Baseline competed - efficient competed | All | All | Ventilation |  |  |  |  | 0.0011878 | 0.0011481 | 0.0011127 | 0.0010779 | 0.0010504 | 0.21346 | 0.20956 | 0.20594 | 0.20375 | 0.20092 | 0.1971 | 0.19338 | 0.18996 | 0.1874 | 0.18447 | 0.070215 | 0.069075 | 0.067679 | 0.066569 | 0.065342 | 0.064229 | 0.062883 | 0.061376 | 0.060253 | 0.058818 | 0.057386
All ECMs | Baseline competed - efficient competed | All | All | Lighting |  |  |  |  | 5.8833 | 5.8045 | 5.7364 | 5.6698 | 5.6336 | 6.9213 | 6.8991 | 6.8826 | 6.9389 | 6.9722 | 7.1176 | 7.1311 | 7.1348 | 7.1561 | 7.1552 | 7.2173 | 7.2116 | 7.2033 | 7.2091 | 7.2213 | 7.3206 | 7.2857 | 7.2693 | 7.2911 | 7.2718 | 6.948
All ECMs | Baseline competed - efficient competed | All | All | Water Heating |  |  |  |  | 22.3183 | 21.6962 | 21.229 | 20.899 | 20.7873 | 20.6872 | 20.7267 | 20.7323 | 20.7593 | 21.0112 | 21.1965 | 21.4087 | 21.6874 | 22.0319 | 22.1687 | 22.439 | 22.6796 | 22.8177 | 22.9052 | 22.9762 | 23.1731 | 23.5792 | 23.6547 | 23.7009 | 23.8088 | 23.9482
All ECMs | Baseline competed - efficient competed | All | All | Refrigeration |  |  |  |  | 0.68847 | 0.67349 | 0.66293 | 0.65631 | 0.65446 | 1.2503 | 1.2461 | 1.2455 | 1.2629 | 1.2789 | 1.2788 | 1.2909 | 1.3068 | 1.3312 | 1.3529 | 1.3766 | 1.4011 | 1.4224 | 1.4435 | 1.4629 | 1.4834 | 1.4957 | 1.5023 | 1.5144 | 1.5152 | 1.5097
All ECMs | Baseline competed - efficient competed | All | All | Cooking |  |  |  |  | -2.2992 | -2.4195 | -2.4934 | -2.521 | -2.5017 | -2.5284 | -2.5335 | -2.5469 | -2.5843 | -2.6122 | -2.5899 | -2.6164 | -2.6178 | -2.6176 | -2.6713 | -2.6681 | -2.6658 | -2.6844 | -2.7279 | -2.7721 | -2.7517 | -2.5964 | -2.5615 | -2.5774 | -2.5309 | -2.4472
All ECMs | Baseline competed - efficient competed | All | All | Computers and Electronics |  |  |  |  | 1.22 | 1.1573 | 1.0993 | 1.0441 | 0.99391 | 0.94863 | 0.90493 | 0.86208 | 0.82471 | 0.78609 | 0.74345 | 0.70523 | 0.6694 | 0.63697 | 0.60478 | 0.57418 | 0.54525 | 0.51741 | 0.49134 | 0.46685 | 0.4448 | 0.42436 | 0.40548 | 0.38965 | 0.37406 | 0.35901
All ECMs | Baseline competed - efficient competed | All | All | Other |  |  |  |  | 1.2615 | 1.2505 | 1.2428 | 1.2383 | 1.2439 | 1.2903 | 1.3197 | 1.3503 | 1.3958 | 1.4391 | 1.4468 | 1.4895 | 1.5349 | 1.5857 | 1.6331 | 1.669 | 1.7179 | 1.7648 | 1.8117 | 1.8577 | 1.8854 | 1.928 | 1.9682 | 2.0107 | 2.0465 | 2.0623
90.1 Com. N-Elec. Env. | Baseline uncompeted | Northwest, Great Basin, California, Rocky Mountains, Upper Midwest, Lower Midwest, Lakes/Mid-Atl., Texas, Southwest, Southeast, Northeast | Commercial (New), Commercial (Existing) | Heating (Equip.) | 4.9333 | 12.533 | 14.2908 | 261.7143 | 20.6554 | 19.9152 | 19.3866 | 19.0382 | 19.1177 | 19.1118 | 19.2219 | 19.2877 | 19.4291 | 19.4901 | 19.5307 | 19.4602 | 19.4522 | 19.5047 | 19.3362 | 19.3074 | 19.2966 | 19.1475 | 18.9741 | 18.7441 | 18.6781 | 18.8953 | 18.662 | 18.4479 | 18.3068 | 18.191
90.1 Com. N-Elec. Env. | Efficient uncompeted | Northwest, Great Basin, California, Rocky Mountains, Upper Midwest, Lower Midwest, Lakes/Mid-Atl., Texas, Southwest, Southeast, Northeast | Commercial (New), Commercial (Existing) | Heating (Equip.) | 4.9333 | 12.533 | 14.2908 | 261.7143 | 10.9114 | 10.6849 | 10.5534 | 10.5167 | 10.7226 | 10.8825 | 11.1093 | 11.3072 | 11.5434 | 11.7266 | 11.8923 | 11.9845 | 12.1099 | 12.2687 | 12.285 | 12.3854 | 12.4952 | 12.5132 | 12.5129 | 12.472 | 12.5382 | 12.7964 | 12.7491 | 12.7116 | 12.7215 | 12.7472
90.1 Com. N-Elec. Env. | Baseline competed | Northwest, Great Basin, California, Rocky Mountains, Upper Midwest, Lower Midwest, Lakes/Mid-Atl., Texas, Southwest, Southeast, Northeast | Commercial (New), Commercial (Existing) | Heating (Equip.) | 4.9333 | 12.533 | 14.2908 | 261.7143 | -1e-15 | 1e-14 | -5.9e-14 | -1.9e-14 | -1e-15 | -2e-15 | -2.4e-14 | 0 | 3e-14 | -4e-14 | 2.8e-14 | -4.4e-14 | 5.3e-14 | 1.3e-14 | -3e-15 | 1.4e-14 | -5.4e-14 | 5.3e-14 | 6.3e-14 | 6.9e-14 | -3.1e-14 | 2e-15 | -4e-15 | 5e-14 | -1.9e-14 | 4.3e-14
90.1 Com. N-Elec. Env. | Efficient competed | Northwest, Great Basin, California, Rocky Mountains, Upper Midwest, Lower Midwest, Lakes/Mid-Atl., Texas, Southwest, Southeast, Northeast | Commercial (New), Commercial (Existing) | Heating (Equip.) | 4.9333 | 12.533 | 14.2908 | 261.7143 | -1.6e-14 | -3e-15 | -1e-14 | 0 | 2.6e-14 | -2e-14 | 3.8e-14 | 4e-14 | -4e-15 | 1e-14 | -1.5e-14 | 2.3e-14 | 1.4e-14 | 3.1e-14 | 1e-15 | -1e-15 | -4e-15 | -2.7e-14 | 1.7e-14 | -1e-14 | 7e-15 | -1.5e-14 | 0 | 1e-15 | -5e-15 | -5e-15
Best Com. ASHP, Env., PC (EE+DF-FS) | Baseline uncompeted | California, Upper Midwest, Lower Midwest, Texas, Southwest, Southeast | Commercial (New), Commercial (Existing) | Heating (Equip.), Cooling (Equip.), Ventilation | -4.2368 | 34.983 | 41.4631 | 657.678 | 13.4514 | 13.0346 | 12.7041 | 12.4125 | 12.2659 | 12.0944 | 12.0688 | 11.9888 | 12.0882 | 12.0855 | 11.8851 | 11.8401 | 11.8127 | 11.8199 | 11.714 | 11.5895 | 11.545 | 11.4761 | 11.4172 | 11.3503 | 11.2931 | 11.2514 | 11.1249 | 11.0309 | 10.9502 | 10.7865
Best Com. ASHP, Env., PC (EE+DF-FS) | Efficient uncompeted | California, Upper Midwest, Lower Midwest, Texas, Southwest, Southeast | Commercial (New), Commercial (Existing) | Heating (Equip.), Cooling (Equip.), Ventilation | -4.2368 | 34.983 | 41.4631 | 657.678 | 10.0249 | 9.7441 | 9.4996 | 9.2593 | 9.1011 | 8.7988 | 8.7469 | 8.6527 | 8.7164 | 8.6848 | 8.4275 | 8.3847 | 8.3462 | 8.3261 | 8.2435 | 8.0743 | 8.0231 | 7.9666 | 7.9234 | 7.885 | 7.6787 | 7.5735 | 7.4706 | 7.3973 | 7.3237 | 7.1578
Best Com. ASHP, Env., PC (EE+DF-FS) | Baseline competed | California, Upper Midwest, Lower Midwest, Texas, Southwest, Southeast | Commercial (New), Commercial (Existing) | Heating (Equip.), Cooling (Equip.), Ventilation | -4.2368 | 34.983 | 41.4631 | 657.678 | 6e-15 | 2e-15 | 4.7e-14 | -9e-15 | -5e-15 | 0 | -1e-15 | -9e-15 | 1.1e-14 | 1.2e-14 | 1.5e-14 | 2.2e-14 | 1.1e-14 | 2.8e-14 | -2.8e-14 | 1.7e-14 | 1.4e-14 | -3.3e-14 | 7e-15 | -4e-15 | 1.2e-14 | 1e-15 | 3e-15 | -1.4e-14 | -2e-15 | 8e-15
Best Com. ASHP, Env., PC (EE+DF-FS) | Efficient competed | California, Upper Midwest, Lower Midwest, Texas, Southwest, Southeast | Commercial (New), Commercial (Existing) | Heating (Equip.), Cooling (Equip.), Ventilation | -4.2368 | 34.983 | 41.4631 | 657.678 | -2.3e-14 | -1.9e-14 | 7e-15 | 2.4e-14 | -2.1e-14 | -1.9e-14 | -1e-15 | -8e-15 | -1.1e-14 | 8e-15 | -1.5e-14 | 5e-15 | -5e-15 | -5e-15 | -2.7e-14 | 1e-14 | 1.4e-14 | 4e-15 | 1.4e-14 | -1e-15 | -8e-15 | -7e-15 | 7e-15 | -1e-15 | -1.1e-14 | 1.4e-14
Best Com. ASHP, Env., PC (EE+DF-FS) CC | Baseline uncompeted | Northwest, Great Basin, Rocky Mountains, Upper Midwest, Lakes/Mid-Atl., Northeast | Commercial (New), Commercial (Existing) | Heating (Equip.), Cooling (Equip.), Ventilation | -8.9159 | 68.4997 | 68.4741 | 892.4258 | 15.1305 | 14.6315 | 14.2616 | 13.9861 | 13.9575 | 13.8035 | 13.7956 | 13.8011 | 13.8278 | 13.845 | 13.9772 | 13.9033 | 13.8587 | 13.8727 | 13.8054 | 13.695 | 13.669 | 13.5679 | 13.4634 | 13.3093 | 13.1773 | 13.2427 | 13.0831 | 12.9731 | 12.8404 | 12.6963
Best Com. ASHP, Env., PC (EE+DF-FS) CC | Efficient uncompeted | Northwest, Great Basin, Rocky Mountains, Upper Midwest, Lakes/Mid-Atl., Northeast | Commercial (New), Commercial (Existing) | Heating (Equip.), Cooling (Equip.), Ventilation | -8.9159 | 68.4997 | 68.4741 | 892.4258 | 10.9158 | 10.7365 | 10.6291 | 10.5447 | 10.473 | 10.1596 | 10.0988 | 10.0924 | 10.0696 | 10.095 | 10.1399 | 10.0859 | 10.0192 | 10.0134 | 10.0501 | 9.9877 | 9.944 | 9.8597 | 9.7794 | 9.6582 | 9.5231 | 9.4228 | 9.2748 | 9.2064 | 9.0266 | 8.8571
Best Com. ASHP, Env., PC (EE+DF-FS) CC | Baseline competed | Northwest, Great Basin, Rocky Mountains, Upper Midwest, Lakes/Mid-Atl., Northeast | Commercial (New), Commercial (Existing) | Heating (Equip.), Cooling (Equip.), Ventilation | -8.9159 | 68.4997 | 68.4741 | 892.4258 | 4e-15 | 1.8e-14 | -4e-15 | -2e-15 | 1.9e-14 | 1.7e-14 | -3.3e-14 | 3.2e-14 | -3e-14 | 5e-15 | -2.3e-14 | -1.5e-14 | -1.1e-14 | 0 | -1.3e-14 | 8e-15 | 2.4e-14 | -6e-15 | 2.3e-14 | -1.5e-14 | -4e-14 | 3.8e-14 | 1e-15 | -7e-15 | -8e-15 | -3e-15
Best Com. ASHP, Env., PC (EE+DF-FS) CC | Efficient competed | Northwest, Great Basin, Rocky Mountains, Upper Midwest, Lakes/Mid-Atl., Northeast | Commercial (New), Commercial (Existing) | Heating (Equip.), Cooling (Equip.), Ventilation | -8.9159 | 68.4997 | 68.4741 | 892.4258 | 1.2e-14 | -1.8e-14 | -1e-14 | 1.5e-14 | -1.5e-14 | -9e-15 | 2.1e-14 | 2.4e-14 | 1.7e-14 | 0 | 1.8e-14 | -4.2e-14 | 2.3e-14 | 1.7e-14 | 0 | 7e-15 | -9e-15 | 2e-14 | -1.6e-14 | -3e-15 | -3.4e-14 | -1.2e-14 | -1.7e-14 | 1.4e-14 | 8e-15 | -2.1e-14
Best Com. ASHP, Env., PC (EE+DF-LFL) | Baseline uncompeted | California, Upper Midwest, Lower Midwest, Texas, Southwest, Southeast | Commercial (New), Commercial (Existing) | Heating (Equip.), Cooling (Equip.), Ventilation | -2.919 | 29.5604 | 40.7356 | 3101.9032 | 1.8709 | 1.8053 | 1.746 | 1.6875 | 1.6456 | 1.6006 | 1.5785 | 1.5486 | 1.5472 | 1.5292 | 1.4838 | 1.4637 | 1.4435 | 1.4262 | 1.3985 | 1.3681 | 1.3472 | 1.3273 | 1.3099 | 1.2928 | 1.2624 | 1.2352 | 1.2076 | 1.185 | 1.1621 | 1.1285
Best Com. ASHP, Env., PC (EE+DF-LFL) | Efficient uncompeted | California, Upper Midwest, Lower Midwest, Texas, Southwest, Southeast | Commercial (New), Commercial (Existing) | Heating (Equip.), Cooling (Equip.), Ventilation | -2.919 | 29.5604 | 40.7356 | 3101.9032 | 1.5334 | 1.479 | 1.4303 | 1.3825 | 1.3481 | 1.2999 | 1.2816 | 1.2572 | 1.2557 | 1.2409 | 1.1998 | 1.1835 | 1.1673 | 1.1535 | 1.1312 | 1.1021 | 1.0849 | 1.0685 | 1.0541 | 1.0401 | 1.0055 | 0.98388 | 0.96209 | 0.94405 | 0.92587 | 0.8972
Best Com. ASHP, Env., PC (EE+DF-LFL) | Baseline competed | California, Upper Midwest, Lower Midwest, Texas, Southwest, Southeast | Commercial (New), Commercial (Existing) | Heating (Equip.), Cooling (Equip.), Ventilation | -2.919 | 29.5604 | 40.7356 | 3101.9032 | 1e-15 | 2e-15 | -2e-15 | 2e-15 | -1e-15 | 1e-15 | 3e-15 | 3e-15 | 0 | 1e-15 | 0 | 0 | -2e-15 | 1e-15 | 1e-15 | -1e-15 | 2e-15 | 1e-15 | 0 | -2e-15 | 2e-15 | 2e-15 | 0 | -1e-15 | 1e-15 | -1e-15
Best Com. ASHP, Env., PC (EE+DF-LFL) | Efficient competed | California, Upper Midwest, Lower Midwest, Texas, Southwest, Southeast | Commercial (New), Commercial (Existing) | Heating (Equip.), Cooling (Equip.), Ventilation | -2.919 | 29.5604 | 40.7356 | 3101.9032 | 0 | -2e-15 | 3e-15 | 0 | 0 | 0 | -1e-15 | 1e-15 | 0 | 1e-15 | -1e-15 | -1e-15 | 1e-15 | 1e-15 | -1e-15 | -2e-15 | 1e-15 | -1e-15 | -2e-15 | 1e-15 | -1e-15 | -1e-15 | 1e-15 | 0 | 1e-15 | -1e-15
Best Com. ASHP, Env., PC (EE+DF-LFL) CC | Baseline uncompeted | Northwest, Great Basin, Rocky Mountains, Upper Midwest, Lakes/Mid-Atl., Northeast | Commercial (New), Commercial (Existing) | Heating (Equip.), Cooling (Equip.), Ventilation | -7.8294 | 57.995 | 86.0905 | 4957.9201 | 1.4086 | 1.3611 | 1.3233 | 1.2906 | 1.264 | 1.225 | 1.2022 | 1.1858 | 1.1702 | 1.1598 | 1.1362 | 1.1192 | 1.1012 | 1.0902 | 1.0823 | 1.0646 | 1.0504 | 1.0324 | 1.0144 | 0.99266 | 0.96814 | 0.95025 | 0.92753 | 0.91239 | 0.88782 | 0.86404
Best Com. ASHP, Env., PC (EE+DF-LFL) CC | Efficient uncompeted | Northwest, Great Basin, Rocky Mountains, Upper Midwest, Lakes/Mid-Atl., Northeast | Commercial (New), Commercial (Existing) | Heating (Equip.), Cooling (Equip.), Ventilation | -7.8294 | 57.995 | 86.0905 | 4957.9201 | 1.1776 | 1.1373 | 1.106 | 1.0786 | 1.0565 | 1.0159 | 0.99685 | 0.98342 | 0.96968 | 0.95991 | 0.94055 | 0.9252 | 0.90946 | 0.89977 | 0.89293 | 0.87851 | 0.86627 | 0.85115 | 0.83611 | 0.81803 | 0.79781 | 0.7828 | 0.76394 | 0.75125 | 0.73098 | 0.71079
Best Com. ASHP, Env., PC (EE+DF-LFL) CC | Baseline competed | Northwest, Great Basin, Rocky Mountains, Upper Midwest, Lakes/Mid-Atl., Northeast | Commercial (New), Commercial (Existing) | Heating (Equip.), Cooling (Equip.), Ventilation | -7.8294 | 57.995 | 86.0905 | 4957.9201 | 2e-15 | 0 | -1e-15 | 0 | -1e-15 | 1e-15 | -2e-15 | 0 | -1e-15 | 1e-15 | -2e-15 | -1e-15 | -1e-15 | 0 | 0 | -1e-15 | 0 | 0 | 1e-15 | 1e-15 | -1e-15 | -1e-15 | 0 | 1e-15 | 0 | 0
Best Com. ASHP, Env., PC (EE+DF-LFL) CC | Efficient competed | Northwest, Great Basin, Rocky Mountains, Upper Midwest, Lakes/Mid-Atl., Northeast | Commercial (New), Commercial (Existing) | Heating (Equip.), Cooling (Equip.), Ventilation | -7.8294 | 57.995 | 86.0905 | 4957.9201 | 0 | -1e-15 | -1e-15 | 0 | -1e-15 | 0 | 1e-15 | -1e-15 | -1e-15 | 0 | 0 | -1e-15 | -1e-15 | 0 | -2e-15 | 1e-15 | -1e-15 | -1e-15 | 0 | -1e-15 | 1e-15 | 0 | 0 | 0 | 0 | 0
Best Com. ASHP, Env., PC (EE+DF-RST) | Baseline uncompeted | California, Upper Midwest, Lower Midwest, Texas, Southwest, Southeast | Commercial (New), Commercial (Existing) | Heating (Equip.), Cooling (Equip.), Ventilation | 4.995 | 12.8268 | 23.3416 | 1436.6883 | 6.389 | 6.2244 | 6.0815 | 5.9397 | 5.8541 | 5.7846 | 5.7691 | 5.7227 | 5.7807 | 5.7782 | 5.6053 | 5.591 | 5.5781 | 5.5766 | 5.5305 | 5.4623 | 5.4374 | 5.4114 | 5.3968 | 5.3824 | 5.3605 | 5.3096 | 5.2566 | 5.2218 | 5.1834 | 5.0987
Best Com. ASHP, Env., PC (EE+DF-RST) | Efficient uncompeted | California, Upper Midwest, Lower Midwest, Texas, Southwest, Southeast | Commercial (New), Commercial (Existing) | Heating (Equip.), Cooling (Equip.), Ventilation | 4.995 | 12.8268 | 23.3416 | 1436.6883 | 5.0926 | 4.9524 | 4.8325 | 4.7158 | 4.6439 | 4.4601 | 4.4424 | 4.4014 | 4.443 | 4.437 | 4.2587 | 4.2447 | 4.2329 | 4.2301 | 4.1933 | 4.1098 | 4.0862 | 4.0622 | 4.046 | 4.0313 | 3.9396 | 3.8978 | 3.8557 | 3.8265 | 3.7952 | 3.719
Best Com. ASHP, Env., PC (EE+DF-RST) | Baseline competed | California, Upper Midwest, Lower Midwest, Texas, Southwest, Southeast | Commercial (New), Commercial (Existing) | Heating (Equip.), Cooling (Equip.), Ventilation | 4.995 | 12.8268 | 23.3416 | 1436.6883 | 4e-15 | -3e-15 | 2e-15 | 5e-15 | 1.3e-14 | -2e-15 | -2.4e-14 | -1.3e-14 | 9e-15 | 6e-15 | 0 | -1e-14 | 4e-15 | 6e-15 | -4e-15 | 0 | -1.3e-14 | 5e-15 | -1e-15 | 5e-15 | -3e-15 | 2e-14 | -7e-15 | 7e-15 | -9e-15 | -1.4e-14
Best Com. ASHP, Env., PC (EE+DF-RST) | Efficient competed | California, Upper Midwest, Lower Midwest, Texas, Southwest, Southeast | Commercial (New), Commercial (Existing) | Heating (Equip.), Cooling (Equip.), Ventilation | 4.995 | 12.8268 | 23.3416 | 1436.6883 | -1e-15 | 5e-15 | -1.1e-14 | -7e-15 | 2e-15 | 4e-15 | 9e-15 | 1e-14 | 5e-15 | 5e-15 | -1e-15 | -1e-14 | -8e-15 | 1e-15 | 3e-15 | 2e-15 | 0 | -2e-15 | -2e-15 | -6e-15 | -4e-15 | 1e-14 | 4e-15 | 1e-15 | -5e-15 | 2e-15
Best Com. ASHP, Env., PC (EE+DF-RST) CC | Baseline uncompeted | Northwest, Great Basin, Rocky Mountains, Upper Midwest, Lakes/Mid-Atl., Northeast | Commercial (New), Commercial (Existing) | Heating (Equip.), Cooling (Equip.), Ventilation | 0.8172 | 19.2249 | 36.102 | 1594.1313 | 4.4224 | 4.3206 | 4.246 | 4.1875 | 4.1496 | 4.1141 | 4.0867 | 4.0805 | 4.0691 | 4.0754 | 4.0324 | 4.0101 | 3.9875 | 3.9868 | 3.9982 | 3.9613 | 3.9476 | 3.9197 | 3.8921 | 3.8498 | 3.7718 | 3.7412 | 3.6906 | 3.6698 | 3.6118 | 3.5352
Best Com. ASHP, Env., PC (EE+DF-RST) CC | Efficient uncompeted | Northwest, Great Basin, Rocky Mountains, Upper Midwest, Lakes/Mid-Atl., Northeast | Commercial (New), Commercial (Existing) | Heating (Equip.), Cooling (Equip.), Ventilation | 0.8172 | 19.2249 | 36.102 | 1594.1313 | 3.4734 | 3.3915 | 3.3314 | 3.284 | 3.2535 | 3.0978 | 3.0748 | 3.0685 | 3.0579 | 3.0594 | 2.9893 | 2.9697 | 2.9505 | 2.9487 | 2.9559 | 2.9304 | 2.9192 | 2.898 | 2.8772 | 2.8452 | 2.7814 | 2.7581 | 2.7203 | 2.704 | 2.6602 | 2.6014
Best Com. ASHP, Env., PC (EE+DF-RST) CC | Baseline competed | Northwest, Great Basin, Rocky Mountains, Upper Midwest, Lakes/Mid-Atl., Northeast | Commercial (New), Commercial (Existing) | Heating (Equip.), Cooling (Equip.), Ventilation | 0.8172 | 19.2249 | 36.102 | 1594.1313 | 3e-15 | -1e-15 | 2e-15 | -3e-15 | -1.2e-14 | 4e-15 | 0 | 5e-15 | 4e-15 | 1e-15 | -3e-15 | 1e-15 | -8e-15 | -2e-15 | -2e-15 | -2e-15 | -4e-15 | -1e-15 | -1.3e-14 | -1e-15 | 7e-15 | -1e-15 | 2e-15 | -4e-15 | -3e-15 | 0
Best Com. ASHP, Env., PC (EE+DF-RST) CC | Efficient competed | Northwest, Great Basin, Rocky Mountains, Upper Midwest, Lakes/Mid-Atl., Northeast | Commercial (New), Commercial (Existing) | Heating (Equip.), Cooling (Equip.), Ventilation | 0.8172 | 19.2249 | 36.102 | 1594.1313 | 3e-15 | 0 | 5e-15 | -6e-15 | -1e-15 | -3e-15 | 2e-15 | 3e-15 | -7e-15 | -5e-15 | 2e-15 | 1e-15 | 2e-15 | 2e-15 | 2e-15 | 6e-15 | 0 | -3e-15 | 4e-15 | 4e-15 | 2e-15 | 8e-15 | 4e-15 | -3e-15 | 7e-15 | -1e-15
Best Com. Chillers, Env., PC (EE+DF) | Baseline uncompeted | Northwest, Great Basin, California, Rocky Mountains, Upper Midwest, Lower Midwest, Lakes/Mid-Atl., Texas, Southwest, Southeast, Northeast | Commercial (New), Commercial (Existing) | Cooling (Equip.), Ventilation | 7.9352 | 10.0668 | 19.1914 | 1007.0733 | 10.9729 | 10.8282 | 10.7384 | 10.6713 | 10.7012 | 10.7785 | 10.9026 | 11.0098 | 11.2494 | 11.4354 | 11.1659 | 11.2876 | 11.4227 | 11.6018 | 11.7253 | 11.7443 | 11.8493 | 11.9421 | 12.0474 | 12.1414 | 12.1568 | 12.217 | 12.2559 | 12.3619 | 12.4233 | 12.3635
Best Com. Chillers, Env., PC (EE+DF) | Efficient uncompeted | Northwest, Great Basin, California, Rocky Mountains, Upper Midwest, Lower Midwest, Lakes/Mid-Atl., Texas, Southwest, Southeast, Northeast | Commercial (New), Commercial (Existing) | Cooling (Equip.), Ventilation | 7.9352 | 10.0668 | 19.1914 | 1007.0733 | 9.6805 | 9.5529 | 9.4737 | 9.4171 | 9.4443 | 9.3334 | 9.4402 | 9.5347 | 9.743 | 9.9012 | 9.6422 | 9.7463 | 9.8623 | 10.0161 | 10.1214 | 10.1174 | 10.2012 | 10.2749 | 10.3576 | 10.4327 | 10.4002 | 10.446 | 10.4752 | 10.5585 | 10.6046 | 10.5385
Best Com. Chillers, Env., PC (EE+DF) | Baseline competed | Northwest, Great Basin, California, Rocky Mountains, Upper Midwest, Lower Midwest, Lakes/Mid-Atl., Texas, Southwest, Southeast, Northeast | Commercial (New), Commercial (Existing) | Cooling (Equip.), Ventilation | 7.9352 | 10.0668 | 19.1914 | 1007.0733 | 0.039343 | 0.03894 | 0.038731 | 0.038604 | 0.038836 | 0.0027199 | 0.0026468 | 0.0025747 | 0.0025262 | 0.0024701 | 0.012605 | 0.0023038 | 0.002242 | 0.0021893 | 0.0021315 | 0.011009 | 0.010723 | 0.0019547 | 0.0019028 | 0.0018482 | 0.0095215 | 0.0092131 | 0.0088863 | 0.0086225 | 0.0083194 | 0.0079902
Best Com. Chillers, Env., PC (EE+DF) | Efficient competed | Northwest, Great Basin, California, Rocky Mountains, Upper Midwest, Lower Midwest, Lakes/Mid-Atl., Texas, Southwest, Southeast, Northeast | Commercial (New), Commercial (Existing) | Cooling (Equip.), Ventilation | 7.9352 | 10.0668 | 19.1914 | 1007.0733 | 0.03457 | 0.034222 | 0.034043 | 0.033946 | 0.034158 | 0.0026675 | 0.0025958 | 0.0025251 | 0.0024775 | 0.0024217 | 0.012359 | 0.0022585 | 0.0021977 | 0.0021457 | 0.0020889 | 0.0108 | 0.010519 | 0.0019178 | 0.0018669 | 0.0018134 | 0.009367 | 0.0090618 | 0.0087399 | 0.0084792 | 0.008181 | 0.0078729
Best Com. Chillers, Ice (EE+DF) | Baseline uncompeted | Northwest, Great Basin, California, Rocky Mountains, Upper Midwest, Lower Midwest, Lakes/Mid-Atl., Texas, Southwest, Southeast, Northeast | Commercial (New), Commercial (Existing) | Cooling (Equip.), Ventilation | 999 | 999 | 146.1274 | 999 | 2.58 | 2.5317 | 2.5065 | 2.4829 | 2.4774 | 2.4745 | 2.4875 | 2.5059 | 2.5423 | 2.5709 | 2.5285 | 2.5429 | 2.5642 | 2.6019 | 2.6353 | 2.6469 | 2.6785 | 2.7082 | 2.7432 | 2.7724 | 2.7804 | 2.8091 | 2.8315 | 2.8739 | 2.9014 | 2.9036
Best Com. Chillers, Ice (EE+DF) | Efficient uncompeted | Northwest, Great Basin, California, Rocky Mountains, Upper Midwest, Lower Midwest, Lakes/Mid-Atl., Texas, Southwest, Southeast, Northeast | Commercial (New), Commercial (Existing) | Cooling (Equip.), Ventilation | 999 | 999 | 146.1274 | 999 | 2.58 | 2.5317 | 2.5065 | 2.4829 | 2.4774 | 2.4745 | 2.4875 | 2.5059 | 2.5423 | 2.5709 | 2.5285 | 2.5429 | 2.5642 | 2.6019 | 2.6353 | 2.6469 | 2.6785 | 2.7082 | 2.7432 | 2.7724 | 2.7804 | 2.8091 | 2.8315 | 2.8739 | 2.9014 | 2.9036
Best Com. Chillers, Ice (EE+DF) | Baseline competed | Northwest, Great Basin, California, Rocky Mountains, Upper Midwest, Lower Midwest, Lakes/Mid-Atl., Texas, Southwest, Southeast, Northeast | Commercial (New), Commercial (Existing) | Cooling (Equip.), Ventilation | 999 | 999 | 146.1274 | 999 | 0 | 1e-15 | -2e-15 | 0 | 1e-15 | -1e-15 | 1e-15 | 0 | 0 | 0 | 1e-15 | -2e-15 | 1e-15 | -1e-15 | -4e-15 | 1e-15 | 0 | 3e-15 | -1e-15 | 1e-15 | -2e-15 | 0 | 1e-15 | 1e-15 | 2e-15 | 0
Best Com. Chillers, Ice (EE+DF) | Efficient competed | Northwest, Great Basin, California, Rocky Mountains, Upper Midwest, Lower Midwest, Lakes/Mid-Atl., Texas, Southwest, Southeast, Northeast | Commercial (New), Commercial (Existing) | Cooling (Equip.), Ventilation | 999 | 999 | 146.1274 | 999 | 0 | 1e-15 | -1e-15 | 0 | 1e-15 | -1e-15 | 1e-15 | 0 | 0 | 0 | 1e-15 | -2e-15 | 1e-15 | -1e-15 | -4e-15 | 1e-15 | 0 | 3e-15 | -1e-15 | 1e-15 | -2e-15 | 0 | 1e-15 | 0 | 2e-15 | 1e-15
Best Com. Lighting (EE+DF) | Baseline uncompeted | Northwest, Great Basin, California, Rocky Mountains, Upper Midwest, Lower Midwest, Lakes/Mid-Atl., Texas, Southwest, Southeast, Northeast | Commercial (New), Commercial (Existing) | Lighting | 41.3691 | 2.2031 | 5.7885 | 325.6078 | 10.4449 | 10.4923 | 10.5397 | 10.5371 | 10.4742 | 10.0747 | 10.0609 | 10.062 | 10.2527 | 10.3877 | 10.3506 | 10.4683 | 10.5434 | 10.6507 | 10.7707 | 10.9034 | 11.0231 | 11.1841 | 11.3874 | 11.6074 | 11.7665 | 11.6747 | 11.8062 | 12.0401 | 12.1327 | 12.18
Best Com. Lighting (EE+DF) | Efficient uncompeted | Northwest, Great Basin, California, Rocky Mountains, Upper Midwest, Lower Midwest, Lakes/Mid-Atl., Texas, Southwest, Southeast, Northeast | Commercial (New), Commercial (Existing) | Lighting | 41.3691 | 2.2031 | 5.7885 | 325.6078 | 4.2076 | 4.3809 | 4.5207 | 4.5937 | 4.5624 | 3.9566 | 3.9745 | 4.0045 | 4.1659 | 4.2986 | 4.0102 | 4.1496 | 4.2574 | 4.3813 | 4.5498 | 4.6141 | 4.7353 | 4.9112 | 5.1226 | 5.3537 | 5.3691 | 5.3051 | 5.4742 | 5.7121 | 5.838 | 5.8617
Best Com. Lighting (EE+DF) | Baseline competed | Northwest, Great Basin, California, Rocky Mountains, Upper Midwest, Lower Midwest, Lakes/Mid-Atl., Texas, Southwest, Southeast, Northeast | Commercial (New), Commercial (Existing) | Lighting | 41.3691 | 2.2031 | 5.7885 | 325.6078 | 7.6874 | 7.7223 | 7.7572 | 7.7553 | 7.709 | 5.9955 | 5.9893 | 5.9919 | 6.1083 | 6.1914 | 6.1704 | 6.244 | 6.2916 | 6.3573 | 6.4305 | 6.5099 | 6.5815 | 6.6782 | 6.8001 | 6.9321 | 7.0268 | 6.9702 | 7.0482 | 7.1875 | 7.2423 | 6.224
Best Com. Lighting (EE+DF) | Efficient competed | Northwest, Great Basin, California, Rocky Mountains, Upper Midwest, Lower Midwest, Lakes/Mid-Atl., Texas, Southwest, Southeast, Northeast | Commercial (New), Commercial (Existing) | Lighting | 41.3691 | 2.2031 | 5.7885 | 325.6078 | 3.0968 | 3.2244 | 3.3272 | 3.381 | 3.3579 | 2.3544 | 2.3664 | 2.3853 | 2.4834 | 2.564 | 2.3933 | 2.4783 | 2.544 | 2.6186 | 2.7196 | 2.7574 | 2.829 | 2.9335 | 3.0593 | 3.197 | 3.2049 | 3.164 | 3.2634 | 3.4042 | 3.4778 | 2.9953
Best Com. N-Elec. Env. | Baseline uncompeted | Northwest, Great Basin, California, Rocky Mountains, Upper Midwest, Lower Midwest, Lakes/Mid-Atl., Texas, Southwest, Southeast, Northeast | Commercial (New), Commercial (Existing) | Heating (Equip.) | 48.343 | 2.0684 | 2.1945 | 40.1127 | 20.6554 | 19.9152 | 19.3866 | 19.0382 | 19.1177 | 19.1118 | 19.2219 | 19.2877 | 19.4291 | 19.4901 | 19.5307 | 19.4602 | 19.4522 | 19.5047 | 19.3362 | 19.3074 | 19.2966 | 19.1475 | 18.9741 | 18.7441 | 18.6781 | 18.8953 | 18.662 | 18.4479 | 18.3068 | 18.191
Best Com. N-Elec. Env. | Efficient uncompeted | Northwest, Great Basin, California, Rocky Mountains, Upper Midwest, Lower Midwest, Lakes/Mid-Atl., Texas, Southwest, Southeast, Northeast | Commercial (New), Commercial (Existing) | Heating (Equip.) | 48.343 | 2.0684 | 2.1945 | 40.1127 | 9.3452 | 9.0816 | 8.9082 | 8.8162 | 8.9219 | 8.9887 | 9.1104 | 9.2098 | 9.3435 | 9.4365 | 9.5175 | 9.5421 | 9.595 | 9.6761 | 9.6457 | 9.6838 | 9.7299 | 9.7055 | 9.6674 | 9.5999 | 9.6151 | 9.7778 | 9.7069 | 9.6447 | 9.619 | 9.6057
Best Com. N-Elec. Env. | Baseline competed | Northwest, Great Basin, California, Rocky Mountains, Upper Midwest, Lower Midwest, Lakes/Mid-Atl., Texas, Southwest, Southeast, Northeast | Commercial (New), Commercial (Existing) | Heating (Equip.) | 48.343 | 2.0684 | 2.1945 | 40.1127 | 20.6554 | 19.9152 | 19.3866 | 19.0382 | 19.1177 | 19.1118 | 19.2219 | 19.2877 | 19.4291 | 19.4901 | 19.5307 | 19.4602 | 19.4522 | 19.5047 | 19.3362 | 18.9985 | 18.9878 | 18.8412 | 18.6705 | 18.4442 | 18.3793 | 16.609 | 16.4039 | 16.2157 | 16.0916 | 15.9899
Best Com. N-Elec. Env. | Efficient competed | Northwest, Great Basin, California, Rocky Mountains, Upper Midwest, Lower Midwest, Lakes/Mid-Atl., Texas, Southwest, Southeast, Northeast | Commercial (New), Commercial (Existing) | Heating (Equip.) | 48.343 | 2.0684 | 2.1945 | 40.1127 | 9.3452 | 9.0816 | 8.9082 | 8.8162 | 8.9219 | 8.9887 | 9.1104 | 9.2098 | 9.3435 | 9.4365 | 9.5175 | 9.5421 | 9.595 | 9.6761 | 9.6457 | 9.5289 | 9.5742 | 9.5502 | 9.5127 | 9.4463 | 9.4613 | 8.5947 | 8.5323 | 8.4777 | 8.4551 | 8.4434
Best Com. Plug Loads (EE+DF) | Baseline uncompeted | Northwest, Great Basin, California, Rocky Mountains, Upper Midwest, Lower Midwest, Lakes/Mid-Atl., Texas, Southwest, Southeast, Northeast | Commercial (New), Commercial (Existing) | Computers and Electronics | 3.7696 | 7.514 | 16.9766 | 1194.9197 | 21.1171 | 20.8666 | 20.7521 | 20.7372 | 20.8791 | 21.0646 | 21.4238 | 21.8162 | 22.4014 | 22.9344 | 23.2159 | 23.652 | 24.0563 | 24.5999 | 25.0552 | 25.424 | 25.8177 | 26.152 | 26.518 | 26.8005 | 27.0211 | 27.226 | 27.2907 | 27.5029 | 27.5274 | 27.4656
Best Com. Plug Loads (EE+DF) | Efficient uncompeted | Northwest, Great Basin, California, Rocky Mountains, Upper Midwest, Lower Midwest, Lakes/Mid-Atl., Texas, Southwest, Southeast, Northeast | Commercial (New), Commercial (Existing) | Computers and Electronics | 3.7696 | 7.514 | 16.9766 | 1194.9197 | 8.9961 | 8.8907 | 8.8427 | 8.8387 | 8.9009 | 8.6126 | 8.7587 | 8.9196 | 9.1564 | 9.3719 | 9.3472 | 9.5213 | 9.6827 | 9.9 | 10.0835 | 10.2161 | 10.3738 | 10.5078 | 10.655 | 10.7683 | 10.7947 | 10.8773 | 10.9036 | 10.9882 | 10.9971 | 10.9677
Best Com. Plug Loads (EE+DF) | Baseline competed | Northwest, Great Basin, California, Rocky Mountains, Upper Midwest, Lower Midwest, Lakes/Mid-Atl., Texas, Southwest, Southeast, Northeast | Commercial (New), Commercial (Existing) | Computers and Electronics | 3.7696 | 7.514 | 16.9766 | 1194.9197 | 0.084468 | 0.083467 | 0.083008 | 0.082949 | 0.083516 | 0.084259 | 0.085695 | 0.087265 | 0.089606 | 0.091738 | 0.092864 | 0.094608 | 0.096225 | 0.0984 | 0.10022 | 0.1017 | 0.10327 | 0.10461 | 0.10607 | 0.1072 | 0.10808 | 0.1089 | 0.10916 | 0.11001 | 0.11011 | 0.10986
Best Com. Plug Loads (EE+DF) | Efficient competed | Northwest, Great Basin, California, Rocky Mountains, Upper Midwest, Lower Midwest, Lakes/Mid-Atl., Texas, Southwest, Southeast, Northeast | Commercial (New), Commercial (Existing) | Computers and Electronics | 3.7696 | 7.514 | 16.9766 | 1194.9197 | 0.035984 | 0.035563 | 0.035371 | 0.035355 | 0.035603 | 0.03445 | 0.035035 | 0.035678 | 0.036626 | 0.037488 | 0.037389 | 0.038085 | 0.038731 | 0.0396 | 0.040334 | 0.040865 | 0.041495 | 0.042031 | 0.04262 | 0.043073 | 0.043179 | 0.043509 | 0.043614 | 0.043953 | 0.043988 | 0.043871
Best Commercial Gas Storage WH | Baseline uncompeted | Northwest, Great Basin, California, Rocky Mountains, Upper Midwest, Lower Midwest, Lakes/Mid-Atl., Texas, Southwest, Southeast, Northeast | Commercial (New), Commercial (Existing) | Water Heating | 23.6474 | 3.7225 | 5.6344 | 106.4911 | 5.3784 | 5.2499 | 5.1997 | 5.209 | 5.2839 | 5.346 | 5.4429 | 5.5315 | 5.6509 | 5.7458 | 5.8297 | 5.8815 | 5.9528 | 6.0524 | 6.0698 | 6.1427 | 6.218 | 6.2486 | 6.2619 | 6.2643 | 6.3245 | 6.4692 | 6.4596 | 6.4613 | 6.4963 | 6.548
Best Commercial Gas Storage WH | Efficient uncompeted | Northwest, Great Basin, California, Rocky Mountains, Upper Midwest, Lower Midwest, Lakes/Mid-Atl., Texas, Southwest, Southeast, Northeast | Commercial (New), Commercial (Existing) | Water Heating | 23.6474 | 3.7225 | 5.6344 | 106.4911 | 4.9831 | 4.8641 | 4.8175 | 4.8262 | 4.8956 | 4.9532 | 5.043 | 5.1251 | 5.2358 | 5.3237 | 5.4015 | 5.4494 | 5.5155 | 5.6077 | 5.6237 | 5.6912 | 5.7609 | 5.7892 | 5.8015 | 5.8037 | 5.8594 | 5.9931 | 5.9839 | 5.9854 | 6.0178 | 6.0656
Best Commercial Gas Storage WH | Baseline competed | Northwest, Great Basin, California, Rocky Mountains, Upper Midwest, Lower Midwest, Lakes/Mid-Atl., Texas, Southwest, Southeast, Northeast | Commercial (New), Commercial (Existing) | Water Heating | 23.6474 | 3.7225 | 5.6344 | 106.4911 | 5.3784 | 5.2499 | 5.1997 | 5.209 | 5.2839 | 0.57202 | 0.58239 | 0.59187 | 0.60465 | 0.6148 | 0.62378 | 0.62932 | 0.63695 | 0.6476 | 0.64947 | 0.65727 | 0.66532 | 0.6686 | 0.67003 | 0.67028 | 0.67673 | 0.69221 | 0.69118 | 0.69136 | 0.69511 | 0.06548
Best Commercial Gas Storage WH | Efficient competed | Northwest, Great Basin, California, Rocky Mountains, Upper Midwest, Lower Midwest, Lakes/Mid-Atl., Texas, Southwest, Southeast, Northeast | Commercial (New), Commercial (Existing) | Water Heating | 23.6474 | 3.7225 | 5.6344 | 106.4911 | 4.9831 | 4.8641 | 4.8175 | 4.8262 | 4.8956 | 0.52999 | 0.5396 | 0.54839 | 0.56023 | 0.56964 | 0.57796 | 0.58309 | 0.59016 | 0.60002 | 0.60174 | 0.60896 | 0.61642 | 0.61944 | 0.62076 | 0.621 | 0.62696 | 0.64126 | 0.64028 | 0.64044 | 0.64391 | 0.060656
Best Commercial HPWH | Baseline uncompeted | Northwest, Great Basin, California, Rocky Mountains, Upper Midwest, Lower Midwest, Lakes/Mid-Atl., Texas, Southwest, Southeast, Northeast | Commercial (New), Commercial (Existing) | Water Heating | 20.5451 | 4.5722 | 6.5404 | 430.5179 | 0.63817 | 0.60731 | 0.59133 | 0.57701 | 0.56668 | 0.56002 | 0.55461 | 0.54822 | 0.54752 | 0.54475 | 0.53574 | 0.53067 | 0.52514 | 0.52116 | 0.51523 | 0.50867 | 0.5021 | 0.49436 | 0.48714 | 0.4797 | 0.47237 | 0.46371 | 0.454 | 0.44682 | 0.43775 | 0.42808
Best Commercial HPWH | Efficient uncompeted | Northwest, Great Basin, California, Rocky Mountains, Upper Midwest, Lower Midwest, Lakes/Mid-Atl., Texas, Southwest, Southeast, Northeast | Commercial (New), Commercial (Existing) | Water Heating | 20.5451 | 4.5722 | 6.5404 | 430.5179 | 0.1595 | 0.15179 | 0.14779 | 0.14421 | 0.14163 | 0.13997 | 0.13861 | 0.13702 | 0.13684 | 0.13615 | 0.1339 | 0.13263 | 0.13125 | 0.13026 | 0.12877 | 0.12713 | 0.12549 | 0.12356 | 0.12175 | 0.11989 | 0.11806 | 0.11589 | 0.11347 | 0.11167 | 0.10941 | 0.10699
Best Commercial HPWH | Baseline competed | Northwest, Great Basin, California, Rocky Mountains, Upper Midwest, Lower Midwest, Lakes/Mid-Atl., Texas, Southwest, Southeast, Northeast | Commercial (New), Commercial (Existing) | Water Heating | 20.5451 | 4.5722 | 6.5404 | 430.5179 | 0.63817 | 0.60731 | 0.59133 | 0.57701 | 0.56668 | 0 | 0 | 0 | 0 | 1e-15 | 0 | 0 | 0 | 0 | 0 | 0 | 0 | 1e-15 | 0 | 0 | 0 | 0 | 0 | 0 | 0 | 0
Best Commercial HPWH | Efficient competed | Northwest, Great Basin, California, Rocky Mountains, Upper Midwest, Lower Midwest, Lakes/Mid-Atl., Texas, Southwest, Southeast, Northeast | Commercial (New), Commercial (Existing) | Water Heating | 20.5451 | 4.5722 | 6.5404 | 430.5179 | 0.1595 | 0.15179 | 0.14779 | 0.14421 | 0.14163 | 0 | 0 | 0 | 0 | 0 | 0 | 0 | 0 | 0 | 0 | 0 | 0 | 0 | 0 | 0 | 0 | 0 | 0 | 0 | 0 | 0
Best Commercial HPWH (FS) | Baseline uncompeted | Northwest, Great Basin, California, Rocky Mountains, Upper Midwest, Lower Midwest, Lakes/Mid-Atl., Texas, Southwest, Southeast, Northeast | Commercial (New), Commercial (Existing) | Water Heating | -13.2152 | 55.8598 | 29.9925 | 255.2826 | 5.5443 | 5.4085 | 5.3505 | 5.3528 | 5.429 | 5.4913 | 5.5891 | 5.6781 | 5.7978 | 5.8927 | 5.9771 | 6.0285 | 6.0999 | 6.1993 | 6.2163 | 6.2887 | 6.3642 | 6.394 | 6.4073 | 6.4085 | 6.4685 | 6.6155 | 6.6052 | 6.6063 | 6.6409 | 6.6919
Best Commercial HPWH (FS) | Efficient uncompeted | Northwest, Great Basin, California, Rocky Mountains, Upper Midwest, Lower Midwest, Lakes/Mid-Atl., Texas, Southwest, Southeast, Northeast | Commercial (New), Commercial (Existing) | Water Heating | -13.2152 | 55.8598 | 29.9925 | 255.2826 | 4.9786 | 4.9638 | 4.9692 | 4.9725 | 4.9899 | 5.0309 | 5.0743 | 5.129 | 5.2107 | 5.2719 | 5.3038 | 5.3387 | 5.374 | 5.4303 | 5.4858 | 5.5223 | 5.5608 | 5.5869 | 5.62 | 5.6459 | 5.6568 | 5.635 | 5.6025 | 5.6144 | 5.5943 | 5.5607
Best Commercial HPWH (FS) | Baseline competed | Northwest, Great Basin, California, Rocky Mountains, Upper Midwest, Lower Midwest, Lakes/Mid-Atl., Texas, Southwest, Southeast, Northeast | Commercial (New), Commercial (Existing) | Water Heating | -13.2152 | 55.8598 | 29.9925 | 255.2826 | 0.16592 | 0.15854 | 0.15077 | 0.14375 | 0.14511 | -6e-15 | 6e-15 | 0 | 4e-15 | 3e-15 | 2e-15 | 2e-15 | 5e-15 | 1.8e-14 | -1e-14 | -5e-15 | 1e-15 | 6e-15 | 7e-15 | 3e-15 | 3e-15 | -9e-15 | -7e-15 | 5e-15 | -1.3e-14 | 1.2e-14
Best Commercial HPWH (FS) | Efficient competed | Northwest, Great Basin, California, Rocky Mountains, Upper Midwest, Lower Midwest, Lakes/Mid-Atl., Texas, Southwest, Southeast, Northeast | Commercial (New), Commercial (Existing) | Water Heating | -13.2152 | 55.8598 | 29.9925 | 255.2826 | 0.047868 | 0.04751 | 0.047781 | 0.048076 | 0.048072 | -1e-15 | 1e-15 | 1e-15 | -2e-15 | -5e-15 | -5e-15 | -1e-15 | -4e-15 | 4e-15 | -8e-15 | -5e-15 | 0 | -2e-15 | -5e-15 | 3e-15 | -3e-15 | -2e-15 | -5e-15 | 2e-15 | 1e-14 | -4e-15
Best Commercial Refrigeration | Baseline uncompeted | Northwest, Great Basin, California, Rocky Mountains, Upper Midwest, Lower Midwest, Lakes/Mid-Atl., Texas, Southwest, Southeast, Northeast | Commercial (New), Commercial (Existing) | Refrigeration | -20.9617 | 45.3709 | 86.1939 | 5804.8465 | 18.5164 | 18.2013 | 17.9886 | 17.8342 | 17.7898 | 17.8319 | 17.9363 | 18.0473 | 18.3236 | 18.5373 | 18.5446 | 18.6849 | 18.7915 | 18.9696 | 19.0868 | 19.1556 | 19.2448 | 19.2759 | 19.3201 | 19.3374 | 19.3569 | 19.3241 | 19.2323 | 19.2233 | 19.1026 | 18.9758
Best Commercial Refrigeration | Efficient uncompeted | Northwest, Great Basin, California, Rocky Mountains, Upper Midwest, Lower Midwest, Lakes/Mid-Atl., Texas, Southwest, Southeast, Northeast | Commercial (New), Commercial (Existing) | Refrigeration | -20.9617 | 45.3709 | 86.1939 | 5804.8465 | 14.7793 | 14.5262 | 14.3582 | 14.2344 | 14.1962 | 14.2366 | 14.3266 | 14.4226 | 14.6458 | 14.819 | 14.8291 | 14.9429 | 15.0272 | 15.1691 | 15.2623 | 15.315 | 15.3871 | 15.4125 | 15.4497 | 15.4633 | 15.4777 | 15.4518 | 15.3773 | 15.3696 | 15.2701 | 15.1683
Best Commercial Refrigeration | Baseline competed | Northwest, Great Basin, California, Rocky Mountains, Upper Midwest, Lower Midwest, Lakes/Mid-Atl., Texas, Southwest, Southeast, Northeast | Commercial (New), Commercial (Existing) | Refrigeration | -20.9617 | 45.3709 | 86.1939 | 5804.8465 | 8e-14 | 4.8e-14 | -2.2e-14 | -1.4e-14 | -2.9e-14 | -1.8e-14 | -2e-15 | -6e-15 | -1.8e-14 | -1.7e-14 | 6.2e-14 | -4.4e-14 | -2.9e-14 | -6.7e-14 | 2.5e-14 | 4e-15 | -1.6e-14 | -1.1e-14 | -3.5e-14 | 1.4e-14 | -1.6e-14 | -4.5e-14 | -1.6e-14 | -4e-15 | 1.5e-14 | 1.8e-14
Best Commercial Refrigeration | Efficient competed | Northwest, Great Basin, California, Rocky Mountains, Upper Midwest, Lower Midwest, Lakes/Mid-Atl., Texas, Southwest, Southeast, Northeast | Commercial (New), Commercial (Existing) | Refrigeration | -20.9617 | 45.3709 | 86.1939 | 5804.8465 | -6e-15 | 1.1e-14 | 9e-15 | -2e-15 | 1e-14 | -2e-15 | 2.1e-14 | -3.8e-14 | 1.4e-14 | -2e-15 | -6e-15 | -8e-15 | 5.1e-14 | -2.2e-14 | -2.8e-14 | -3.1e-14 | -1.2e-14 | -3e-14 | 3.6e-14 | 5e-15 | -5e-15 | 2.9e-14 | -2.3e-14 | -9e-15 | 2.1e-14 | 2e-15
Best Res. ASHP, Env., PC (EE+DF-FS) | Baseline uncompeted | California, Upper Midwest, Lower Midwest, Texas, Southwest, Southeast | Residential (New), Residential (Existing) | Heating (Equip.), Cooling (Equip.) | 6.4488 | 9.4337 | 19.5383 | 392.2367 | 27.6689 | 26.9546 | 26.514 | 26.2434 | 26.3818 | 26.6698 | 27.0107 | 27.2847 | 27.9329 | 28.4376 | 28.8285 | 29.2209 | 29.72 | 30.3294 | 30.7021 | 31.0205 | 31.5597 | 32.0024 | 32.4062 | 32.8001 | 33.3514 | 34.0013 | 34.3531 | 34.7163 | 35.1162 | 35.2704
Best Res. ASHP, Env., PC (EE+DF-FS) | Efficient uncompeted | California, Upper Midwest, Lower Midwest, Texas, Southwest, Southeast | Residential (New), Residential (Existing) | Heating (Equip.), Cooling (Equip.) | 6.4488 | 9.4337 | 19.5383 | 392.2367 | 10.3749 | 10.3014 | 10.284 | 10.2847 | 10.3475 | 9.7798 | 9.9241 | 10.0228 | 10.3073 | 10.5137 | 10.2623 | 10.4327 | 10.6393 | 10.8755 | 11.0544 | 11.0708 | 11.2942 | 11.4983 | 11.6983 | 11.9098 | 11.7797 | 11.9084 | 12.0462 | 12.1985 | 12.3523 | 12.2943
Best Res. ASHP, Env., PC (EE+DF-FS) | Baseline competed | California, Upper Midwest, Lower Midwest, Texas, Southwest, Southeast | Residential (New), Residential (Existing) | Heating (Equip.), Cooling (Equip.) | 6.4488 | 9.4337 | 19.5383 | 392.2367 | 0.68964 | 0.65728 | 0.63504 | 0.61992 | 0.62169 | 0.00015548 | 0.00015707 | 0.00016089 | 0.0022016 | 0.0021567 | 0.0024565 | 0.002388 | 0.0023305 | 0.0022909 | 0.0022015 | 0.00045138 | 0.00045986 | 0.00047451 | 0.00048725 | 0.00049956 | 0.00059185 | 0.0006299 | 0.00065938 | 0.0006816 | 0.00071234 | 0.00079255
Best Res. ASHP, Env., PC (EE+DF-FS) | Efficient competed | California, Upper Midwest, Lower Midwest, Texas, Southwest, Southeast | Residential (New), Residential (Existing) | Heating (Equip.), Cooling (Equip.) | 6.4488 | 9.4337 | 19.5383 | 392.2367 | 0.15931 | 0.16708 | 0.17475 | 0.18246 | 0.19107 | 4.6555e-05 | 4.7508e-05 | 4.9019e-05 | 0.00073881 | 0.00074195 | 0.0008326 | 0.00082949 | 0.00082641 | 0.00082692 | 0.00081258 | 0.00017685 | 0.00018052 | 0.00018688 | 0.00019232 | 0.0001977 | 0.00022593 | 0.00023951 | 0.00025091 | 0.00025962 | 0.00027153 | 0.00029992
Best Res. ASHP, Env., PC (EE+DF-FS) CC | Baseline uncompeted | Northwest, Great Basin, Rocky Mountains, Upper Midwest, Lakes/Mid-Atl., Northeast | Residential (New), Residential (Existing) | Heating (Equip.), Cooling (Equip.) | 2.4068 | 12.4667 | 19.0395 | 368.979 | 42.4532 | 40.9003 | 39.7414 | 38.9626 | 38.9347 | 38.7969 | 38.9347 | 39.0963 | 39.4566 | 39.7702 | 41.6296 | 41.7701 | 42.0204 | 42.4119 | 42.5349 | 42.5414 | 42.8717 | 43.0202 | 43.1052 | 43.0805 | 43.2984 | 44.0242 | 44.039 | 44.0987 | 44.1504 | 44.0688
Best Res. ASHP, Env., PC (EE+DF-FS) CC | Efficient uncompeted | Northwest, Great Basin, Rocky Mountains, Upper Midwest, Lakes/Mid-Atl., Northeast | Residential (New), Residential (Existing) | Heating (Equip.), Cooling (Equip.) | 2.4068 | 12.4667 | 19.0395 | 368.979 | 18.9382 | 18.8 | 18.7114 | 18.7121 | 18.7728 | 18.4204 | 18.4529 | 18.5647 | 18.6848 | 18.8976 | 19.4735 | 19.5882 | 19.671 | 19.8217 | 20.0697 | 20.1345 | 20.2609 | 20.3205 | 20.3484 | 20.3252 | 20.2615 | 20.2704 | 20.2319 | 20.2715 | 20.1527 | 20.0365
Best Res. ASHP, Env., PC (EE+DF-FS) CC | Baseline competed | Northwest, Great Basin, Rocky Mountains, Upper Midwest, Lakes/Mid-Atl., Northeast | Residential (New), Residential (Existing) | Heating (Equip.), Cooling (Equip.) | 2.4068 | 12.4667 | 19.0395 | 368.979 | 0.29998 | 0.28661 | 0.27753 | 0.27154 | 0.27299 | 0.00045136 | 0.00045052 | 0.0004462 | 0.0012032 | 0.0011691 | 0.00098509 | 0.00095836 | 0.00095491 | 0.0009524 | 0.00089322 | 0.00019399 | 0.00020542 | 0.00021946 | 0.00023641 | 0.00025715 | 0.0002788 | 0.00030347 | 0.00033002 | 0.00035275 | 0.0003926 | 0.00042923
Best Res. ASHP, Env., PC (EE+DF-FS) CC | Efficient competed | Northwest, Great Basin, Rocky Mountains, Upper Midwest, Lakes/Mid-Atl., Northeast | Residential (New), Residential (Existing) | Heating (Equip.), Cooling (Equip.) | 2.4068 | 12.4667 | 19.0395 | 368.979 | 0.10286 | 0.10787 | 0.11259 | 0.11746 | 0.12325 | 0.00018526 | 0.00018904 | 0.00019207 | 0.00054601 | 0.00054286 | 0.00042804 | 0.00042484 | 0.00043012 | 0.00043522 | 0.00041861 | 8.2797e-05 | 8.7667e-05 | 9.3604e-05 | 0.00010079 | 0.00010959 | 0.00011794 | 0.00012806 | 0.00013938 | 0.00014898 | 0.00016579 | 0.00018303
Best Res. ASHP, Env., PC (EE+DF-LFL) | Baseline uncompeted | California, Upper Midwest, Lower Midwest, Texas, Southwest, Southeast | Residential (New), Residential (Existing) | Heating (Equip.), Cooling (Equip.) | 10.441 | 7.4184 | 16.7862 | 1004.9061 | 13.5025 | 13.3811 | 13.3155 | 13.2852 | 13.3576 | 13.6724 | 13.8765 | 14.0278 | 14.4826 | 14.7951 | 14.6575 | 14.9432 | 15.3227 | 15.7344 | 16.0199 | 16.2289 | 16.492 | 16.752 | 17.0128 | 17.3202 | 17.594 | 17.8541 | 18.1198 | 18.3738 | 18.627 | 18.6638
Best Res. ASHP, Env., PC (EE+DF-LFL) | Efficient uncompeted | California, Upper Midwest, Lower Midwest, Texas, Southwest, Southeast | Residential (New), Residential (Existing) | Heating (Equip.), Cooling (Equip.) | 10.441 | 7.4184 | 16.7862 | 1004.9061 | 5.5096 | 5.4791 | 5.4744 | 5.4835 | 5.5381 | 5.2397 | 5.3359 | 5.4086 | 5.5991 | 5.7404 | 5.5584 | 5.6826 | 5.8465 | 6.0238 | 6.1508 | 6.1992 | 6.3191 | 6.4361 | 6.5544 | 6.6896 | 6.7447 | 6.8602 | 6.9779 | 7.0928 | 7.2062 | 7.2302
Best Res. ASHP, Env., PC (EE+DF-LFL) | Baseline competed | California, Upper Midwest, Lower Midwest, Texas, Southwest, Southeast | Residential (New), Residential (Existing) | Heating (Equip.), Cooling (Equip.) | 10.441 | 7.4184 | 16.7862 | 1004.9061 | 0.029998 | 0.029838 | 0.030112 | 0.030673 | 0.031955 | 0.00040141 | 0.00043445 | 0.00046605 | 0.028564 | 0.028485 | 0.033332 | 0.033396 | 0.033611 | 0.034049 | 0.03407 | 0.017117 | 0.017489 | 0.018306 | 0.01881 | 0.019289 | 0.020868 | 0.021794 | 0.022539 | 0.023101 | 0.02391 | 0.025393
Best Res. ASHP, Env., PC (EE+DF-LFL) | Efficient competed | California, Upper Midwest, Lower Midwest, Texas, Southwest, Southeast | Residential (New), Residential (Existing) | Heating (Equip.), Cooling (Equip.) | 10.441 | 7.4184 | 16.7862 | 1004.9061 | 0.014272 | 0.014208 | 0.014353 | 0.014636 | 0.01527 | 0.00017351 | 0.0001879 | 0.00020158 | 0.012251 | 0.01223 | 0.013982 | 0.014018 | 0.01412 | 0.014316 | 0.014334 | 0.0071525 | 0.0073151 | 0.0076628 | 0.0078799 | 0.0080853 | 0.0086531 | 0.0090401 | 0.0093535 | 0.0095927 | 0.0099337 | 0.01056
Best Res. ASHP, Env., PC (EE+DF-LFL) CC | Baseline uncompeted | Northwest, Great Basin, Rocky Mountains, Upper Midwest, Lakes/Mid-Atl., Northeast | Residential (New), Residential (Existing) | Heating (Equip.), Cooling (Equip.) | 4.6929 | 10.5985 | 27.7656 | 1354.7158 | 4.151 | 4.154 | 4.1603 | 4.1855 | 4.2278 | 4.4352 | 4.4794 | 4.5465 | 4.6012 | 4.6796 | 4.7173 | 4.7905 | 4.858 | 4.9386 | 5.0186 | 5.0252 | 5.0986 | 5.1637 | 5.2219 | 5.27 | 5.2596 | 5.3216 | 5.3767 | 5.4444 | 5.4783 | 5.4879
Best Res. ASHP, Env., PC (EE+DF-LFL) CC | Efficient uncompeted | Northwest, Great Basin, Rocky Mountains, Upper Midwest, Lakes/Mid-Atl., Northeast | Residential (New), Residential (Existing) | Heating (Equip.), Cooling (Equip.) | 4.6929 | 10.5985 | 27.7656 | 1354.7158 | 1.859 | 1.8755 | 1.8933 | 1.9195 | 1.9566 | 1.8036 | 1.8323 | 1.8705 | 1.9036 | 1.9488 | 1.869 | 1.9111 | 1.9476 | 1.9903 | 2.0318 | 2.0472 | 2.0865 | 2.1225 | 2.1563 | 2.1836 | 2.1854 | 2.2215 | 2.2549 | 2.2943 | 2.3168 | 2.3212
Best Res. ASHP, Env., PC (EE+DF-LFL) CC | Baseline competed | Northwest, Great Basin, Rocky Mountains, Upper Midwest, Lakes/Mid-Atl., Northeast | Residential (New), Residential (Existing) | Heating (Equip.), Cooling (Equip.) | 4.6929 | 10.5985 | 27.7656 | 1354.7158 | 0.00058762 | 0.00060595 | 0.00062584 | 0.00065278 | 0.00068609 | 0.00030428 | 0.00031766 | 0.00033159 | 0.024492 | 0.024506 | 0.02777 | 0.027802 | 0.027946 | 0.028069 | 0.028185 | 0.017709 | 0.017863 | 0.018028 | 0.018227 | 0.018495 | 0.019114 | 0.019327 | 0.019583 | 0.019758 | 0.020221 | 0.021137
Best Res. ASHP, Env., PC (EE+DF-LFL) CC | Efficient competed | Northwest, Great Basin, Rocky Mountains, Upper Midwest, Lakes/Mid-Atl., Northeast | Residential (New), Residential (Existing) | Heating (Equip.), Cooling (Equip.) | 4.6929 | 10.5985 | 27.7656 | 1354.7158 | 0.00036058 | 0.0003723 | 0.00038486 | 0.00040189 | 0.00042294 | 0.0001515 | 0.00015835 | 0.00016547 | 0.011983 | 0.012015 | 0.012708 | 0.012769 | 0.012861 | 0.012944 | 0.013019 | 0.008207 | 0.0082935 | 0.0083846 | 0.0084938 | 0.0086288 | 0.0089408 | 0.0090615 | 0.0092023 | 0.0093064 | 0.0095376 | 0.0099588
Best Res. ASHP, Env., PC (EE+DF-RST) | Baseline uncompeted | California, Upper Midwest, Lower Midwest, Texas, Southwest, Southeast | Residential (New), Residential (Existing) | Heating (Equip.), Cooling (Equip.) | -0.6334 | 15.7882 | 33.6563 | 2192.0426 | 12.7142 | 12.5671 | 12.4715 | 12.3975 | 12.4094 | 12.5259 | 12.6452 | 12.7125 | 13.0241 | 13.21 | 13.2317 | 13.3882 | 13.5808 | 13.8033 | 13.9465 | 14.0283 | 14.2354 | 14.4205 | 14.5982 | 14.7849 | 15.067 | 15.1851 | 15.3162 | 15.4587 | 15.6068 | 15.6124
Best Res. ASHP, Env., PC (EE+DF-RST) | Efficient uncompeted | California, Upper Midwest, Lower Midwest, Texas, Southwest, Southeast | Residential (New), Residential (Existing) | Heating (Equip.), Cooling (Equip.) | -0.6334 | 15.7882 | 33.6563 | 2192.0426 | 4.377 | 4.3425 | 4.3294 | 4.3236 | 4.3499 | 4.0805 | 4.1369 | 4.1718 | 4.2934 | 4.3781 | 4.1873 | 4.2575 | 4.3417 | 4.4372 | 4.5073 | 4.5045 | 4.5939 | 4.6764 | 4.7539 | 4.8351 | 4.8225 | 4.8779 | 4.9396 | 5.0044 | 5.0718 | 5.0574
Best Res. ASHP, Env., PC (EE+DF-RST) | Baseline competed | California, Upper Midwest, Lower Midwest, Texas, Southwest, Southeast | Residential (New), Residential (Existing) | Heating (Equip.), Cooling (Equip.) | -0.6334 | 15.7882 | 33.6563 | 2192.0426 | 0.0056269 | 0.005931 | 0.0062941 | 0.006688 | 0.0071899 | 0.00014135 | 0.00015115 | 0.00016117 | 0.0074466 | 0.0073388 | 0.008662 | 0.0085741 | 0.0085116 | 0.0084845 | 0.008397 | 0.0051622 | 0.0051674 | 0.0052554 | 0.0053068 | 0.0053646 | 0.0057576 | 0.0059071 | 0.0059949 | 0.0060446 | 0.0061307 | 0.0064273
Best Res. ASHP, Env., PC (EE+DF-RST) | Efficient competed | California, Upper Midwest, Lower Midwest, Texas, Southwest, Southeast | Residential (New), Residential (Existing) | Heating (Equip.), Cooling (Equip.) | -0.6334 | 15.7882 | 33.6563 | 2192.0426 | 0.0019371 | 0.0020494 | 0.002185 | 0.0023324 | 0.0025202 | 4.5851e-05 | 4.9231e-05 | 5.2652e-05 | 0.0022663 | 0.0022472 | 0.0025362 | 0.0025235 | 0.0025196 | 0.0025264 | 0.0025162 | 0.0015428 | 0.0015544 | 0.0015898 | 0.0016141 | 0.0016407 | 0.0017331 | 0.0017861 | 0.0018216 | 0.0018456 | 0.001881 | 0.0019671
Best Res. ASHP, Env., PC (EE+DF-RST) CC | Baseline uncompeted | Northwest, Great Basin, Rocky Mountains, Upper Midwest, Lakes/Mid-Atl., Northeast | Residential (New), Residential (Existing) | Heating (Equip.), Cooling (Equip.) | -0.3785 | 15.4642 | 35.978 | 1965.0945 | 7.6724 | 7.6435 | 7.626 | 7.6495 | 7.6893 | 7.8792 | 7.9236 | 8.0025 | 8.0754 | 8.1731 | 8.386 | 8.455 | 8.5393 | 8.6354 | 8.7625 | 8.7857 | 8.8773 | 8.9477 | 9.0061 | 9.0615 | 9.0266 | 9.0936 | 9.1372 | 9.2132 | 9.2387 | 9.1525
Best Res. ASHP, Env., PC (EE+DF-RST) CC | Efficient uncompeted | Northwest, Great Basin, Rocky Mountains, Upper Midwest, Lakes/Mid-Atl., Northeast | Residential (New), Residential (Existing) | Heating (Equip.), Cooling (Equip.) | -0.3785 | 15.4642 | 35.978 | 1965.0945 | 3.0224 | 3.0282 | 3.0383 | 3.0667 | 3.1086 | 2.9093 | 2.9396 | 2.9827 | 3.0255 | 3.0788 | 2.9465 | 2.9811 | 3.0228 | 3.0698 | 3.13 | 3.135 | 3.1798 | 3.2169 | 3.2494 | 3.2797 | 3.2513 | 3.287 | 3.3156 | 3.3548 | 3.3753 | 3.3685
Best Res. ASHP, Env., PC (EE+DF-RST) CC | Baseline competed | Northwest, Great Basin, Rocky Mountains, Upper Midwest, Lakes/Mid-Atl., Northeast | Residential (New), Residential (Existing) | Heating (Equip.), Cooling (Equip.) | -0.3785 | 15.4642 | 35.978 | 1965.0945 | 0.00041473 | 0.00043851 | 0.00046428 | 0.00049263 | 0.00052225 | 0.00022253 | 0.00023054 | 0.0002378 | 0.011362 | 0.011049 | 0.013588 | 0.013255 | 0.012991 | 0.012697 | 0.012303 | 0.0082066 | 0.0080167 | 0.0078513 | 0.0077192 | 0.0076119 | 0.0079676 | 0.0078312 | 0.0077337 | 0.0075761 | 0.0075617 | 0.0077231
Best Res. ASHP, Env., PC (EE+DF-RST) CC | Efficient competed | Northwest, Great Basin, Rocky Mountains, Upper Midwest, Lakes/Mid-Atl., Northeast | Residential (New), Residential (Existing) | Heating (Equip.), Cooling (Equip.) | -0.3785 | 15.4642 | 35.978 | 1965.0945 | 0.00016337 | 0.00017373 | 0.00018498 | 0.00019749 | 0.00021113 | 8.1776e-05 | 8.5092e-05 | 8.8141e-05 | 0.0036249 | 0.0035349 | 0.0043069 | 0.0042031 | 0.0041285 | 0.0040464 | 0.0039336 | 0.0026674 | 0.0026134 | 0.0025667 | 0.0025303 | 0.0025012 | 0.0026058 | 0.0025675 | 0.0025424 | 0.0024973 | 0.0024982 | 0.0025524
Best Res. Clothes Dryer (EE+DF) | Baseline uncompeted | Northwest, Great Basin, California, Rocky Mountains, Upper Midwest, Lower Midwest, Lakes/Mid-Atl., Texas, Southwest, Southeast, Northeast | Residential (New), Residential (Existing) | Other | 4.6973 | 9.5671 | 22.3812 | 1746.8505 | 9.8182 | 9.8603 | 9.9278 | 10.0256 | 10.1708 | 10.4576 | 10.6575 | 10.849 | 11.1291 | 11.3765 | 11.5128 | 11.737 | 11.9698 | 12.225 | 12.4557 | 12.6537 | 12.8706 | 13.0606 | 13.2411 | 13.4206 | 13.6027 | 13.7452 | 13.8779 | 14.026 | 14.1346 | 14.1454
Best Res. Clothes Dryer (EE+DF) | Efficient uncompeted | Northwest, Great Basin, California, Rocky Mountains, Upper Midwest, Lower Midwest, Lakes/Mid-Atl., Texas, Southwest, Southeast, Northeast | Residential (New), Residential (Existing) | Other | 4.6973 | 9.5671 | 22.3812 | 1746.8505 | 4.3245 | 4.3435 | 4.3747 | 4.4186 | 4.4831 | 4.4495 | 4.5359 | 4.6189 | 4.7399 | 4.8464 | 4.959 | 5.0568 | 5.1584 | 5.2704 | 5.3724 | 5.4749 | 5.5712 | 5.6568 | 5.7366 | 5.8161 | 5.9483 | 6.0101 | 6.0692 | 6.1355 | 6.1861 | 6.2296
Best Res. Clothes Dryer (EE+DF) | Baseline competed | Northwest, Great Basin, California, Rocky Mountains, Upper Midwest, Lower Midwest, Lakes/Mid-Atl., Texas, Southwest, Southeast, Northeast | Residential (New), Residential (Existing) | Other | 4.6973 | 9.5671 | 22.3812 | 1746.8505 | -1e-15 | -3e-15 | 0 | -4e-15 | -2e-15 | -3e-15 | -1e-15 | 4e-15 | -1.1e-14 | 7e-15 | -4e-15 | 3e-15 | 4e-15 | 2e-15 | -2e-15 | -8e-15 | -1e-15 | 3e-15 | -6e-15 | -5e-15 | -7e-15 | -7e-15 | -1.4e-14 | 5e-15 | 3e-15 | 1.3e-14
Best Res. Clothes Dryer (EE+DF) | Efficient competed | Northwest, Great Basin, California, Rocky Mountains, Upper Midwest, Lower Midwest, Lakes/Mid-Atl., Texas, Southwest, Southeast, Northeast | Residential (New), Residential (Existing) | Other | 4.6973 | 9.5671 | 22.3812 | 1746.8505 | 0 | 0 | -4e-15 | 2e-15 | -1e-15 | 0 | -1e-15 | -2e-15 | 2e-15 | 0 | 0 | -1e-15 | 0 | 0 | 0 | 1e-15 | -1e-15 | 0 | 0 | 0 | -3e-15 | -1e-15 | 2e-15 | -1e-15 | 1e-15 | -1e-15
Best Res. Clothes Washer (EE+DF) | Baseline uncompeted | Northwest, Great Basin, California, Rocky Mountains, Upper Midwest, Lower Midwest, Lakes/Mid-Atl., Texas, Southwest, Southeast, Northeast | Residential (New), Residential (Existing) | Other | -21.7229 | 82.3855 | 248.1534 | 24286.2603 | 1.6794 | 1.6661 | 1.66 | 1.662 | 1.6745 | 1.7236 | 1.7505 | 1.7774 | 1.8185 | 1.8562 | 1.8586 | 1.887 | 1.9166 | 1.9513 | 1.9818 | 2.0035 | 2.0317 | 2.0548 | 2.0764 | 2.0963 | 2.1205 | 2.1342 | 2.1438 | 2.1576 | 2.1628 | 2.1496
Best Res. Clothes Washer (EE+DF) | Efficient uncompeted | Northwest, Great Basin, California, Rocky Mountains, Upper Midwest, Lower Midwest, Lakes/Mid-Atl., Texas, Southwest, Southeast, Northeast | Residential (New), Residential (Existing) | Other | -21.7229 | 82.3855 | 248.1534 | 24286.2603 | 1.2933 | 1.2832 | 1.279 | 1.2808 | 1.2906 | 1.286 | 1.3068 | 1.3274 | 1.3586 | 1.3872 | 1.4085 | 1.4305 | 1.4531 | 1.4798 | 1.5034 | 1.5268 | 1.549 | 1.5677 | 1.585 | 1.6009 | 1.6434 | 1.6538 | 1.6615 | 1.6725 | 1.6775 | 1.6801
Best Res. Clothes Washer (EE+DF) | Baseline competed | Northwest, Great Basin, California, Rocky Mountains, Upper Midwest, Lower Midwest, Lakes/Mid-Atl., Texas, Southwest, Southeast, Northeast | Residential (New), Residential (Existing) | Other | -21.7229 | 82.3855 | 248.1534 | 24286.2603 | 0.0002025 | 0.00019994 | 0.00019842 | 0.00019817 | 0.00019949 | 0.00015666 | 0.00015865 | 0.0001607 | 0.00016436 | 0.00016768 | 0.00016636 | 0.00016859 | 0.000171 | 0.00017396 | 0.00017642 | 0.00017811 | 0.00018024 | 0.00018174 | 0.00018313 | 0.00018437 | 0.00018208 | 0.00018272 | 0.00018288 | 0.00018345 | 0.00018307 | 0.00018076
Best Res. Clothes Washer (EE+DF) | Efficient competed | Northwest, Great Basin, California, Rocky Mountains, Upper Midwest, Lower Midwest, Lakes/Mid-Atl., Texas, Southwest, Southeast, Northeast | Residential (New), Residential (Existing) | Other | -21.7229 | 82.3855 | 248.1534 | 24286.2603 | 0.00015595 | 0.00015399 | 0.00015288 | 0.00015271 | 0.00015376 | 0.00011689 | 0.00011844 | 0.00012001 | 0.0001228 | 0.00012531 | 0.00012607 | 0.0001278 | 0.00012965 | 0.00013193 | 0.00013383 | 0.00013572 | 0.00013742 | 0.00013866 | 0.00013979 | 0.0001408 | 0.00014111 | 0.00014159 | 0.00014174 | 0.00014221 | 0.00014199 | 0.00014127
Best Res. Dishwasher (EE+DF) | Baseline uncompeted | Northwest, Great Basin, California, Rocky Mountains, Upper Midwest, Lower Midwest, Lakes/Mid-Atl., Texas, Southwest, Southeast, Northeast | Residential (New), Residential (Existing) | Other | -13.0687 | 54.8832 | 176.108 | 12151.3984 | 1.4437 | 1.4409 | 1.4442 | 1.4553 | 1.4771 | 1.6242 | 1.6648 | 1.7074 | 1.7657 | 1.8232 | 1.8715 | 1.9204 | 1.9714 | 2.0278 | 2.0803 | 2.1308 | 2.1824 | 2.2293 | 2.2754 | 2.3202 | 2.3972 | 2.4355 | 2.4689 | 2.5064 | 2.5347 | 2.5413
Best Res. Dishwasher (EE+DF) | Efficient uncompeted | Northwest, Great Basin, California, Rocky Mountains, Upper Midwest, Lower Midwest, Lakes/Mid-Atl., Texas, Southwest, Southeast, Northeast | Residential (New), Residential (Existing) | Other | -13.0687 | 54.8832 | 176.108 | 12151.3984 | 0.66136 | 0.66009 | 0.66177 | 0.66695 | 0.67695 | 0.69773 | 0.71534 | 0.73383 | 0.75909 | 0.78389 | 0.82123 | 0.8428 | 0.86536 | 0.89049 | 0.91411 | 0.93983 | 0.96305 | 0.98435 | 1.0048 | 1.0248 | 1.0633 | 1.0798 | 1.0946 | 1.1112 | 1.1241 | 1.1366
Best Res. Dishwasher (EE+DF) | Baseline competed | Northwest, Great Basin, California, Rocky Mountains, Upper Midwest, Lower Midwest, Lakes/Mid-Atl., Texas, Southwest, Southeast, Northeast | Residential (New), Residential (Existing) | Other | -13.0687 | 54.8832 | 176.108 | 12151.3984 | 1.0371e-05 | 9.4204e-06 | 8.6434e-06 | 8.0349e-06 | 7.5913e-06 | 7.7446e-06 | 7.4972e-06 | 7.283e-06 | 7.2038e-06 | 7.1273e-06 | 6.7518e-06 | 6.6185e-06 | 6.5052e-06 | 6.4246e-06 | 6.3207e-06 | 6.1897e-06 | 6.0781e-06 | 5.9455e-06 | 5.8188e-06 | 5.6917e-06 | 5.5109e-06 | 5.3673e-06 | 5.2064e-06 | 5.0704e-06 | 4.903e-06 | 4.6768e-06
Best Res. Dishwasher (EE+DF) | Efficient competed | Northwest, Great Basin, California, Rocky Mountains, Upper Midwest, Lower Midwest, Lakes/Mid-Atl., Texas, Southwest, Southeast, Northeast | Residential (New), Residential (Existing) | Other | -13.0687 | 54.8832 | 176.108 | 12151.3984 | 4.7511e-06 | 4.3155e-06 | 3.9606e-06 | 3.6822e-06 | 3.4792e-06 | 3.327e-06 | 3.2215e-06 | 3.1303e-06 | 3.0971e-06 | 3.0643e-06 | 2.9627e-06 | 2.9047e-06 | 2.8556e-06 | 2.8214e-06 | 2.7774e-06 | 2.7301e-06 | 2.6821e-06 | 2.6252e-06 | 2.5696e-06 | 2.5139e-06 | 2.4444e-06 | 2.3797e-06 | 2.3083e-06 | 2.2479e-06 | 2.1745e-06 | 2.0918e-06
Best Res. GSHP (FS) | Baseline uncompeted | Northwest, Great Basin, California, Rocky Mountains, Upper Midwest, Lower Midwest, Lakes/Mid-Atl., Texas, Southwest, Southeast, Northeast | Residential (New), Residential (Existing) | Heating (Equip.), Cooling (Equip.) | -16.4479 | 69.1669 | 109.6837 | 1387.8262 | 73.7936 | 71.1012 | 69.152 | 67.8239 | 67.7859 | 67.8152 | 68.119 | 68.3831 | 69.1856 | 69.7864 | 70.2488 | 70.5644 | 71.0967 | 71.8759 | 72.1168 | 72.7161 | 73.373 | 73.7156 | 73.9502 | 74.0559 | 74.5333 | 75.7925 | 75.9168 | 76.0659 | 76.2847 | 76.4797
Best Res. GSHP (FS) | Efficient uncompeted | Northwest, Great Basin, California, Rocky Mountains, Upper Midwest, Lower Midwest, Lakes/Mid-Atl., Texas, Southwest, Southeast, Northeast | Residential (New), Residential (Existing) | Heating (Equip.), Cooling (Equip.) | -16.4479 | 69.1669 | 109.6837 | 1387.8262 | 44.8543 | 44.3941 | 44.1061 | 43.9722 | 43.9897 | 44.0643 | 44.2395 | 44.4996 | 45.0243 | 45.5543 | 45.6532 | 45.9812 | 46.3596 | 46.8765 | 47.3941 | 47.8953 | 48.3608 | 48.7104 | 49.0294 | 49.2765 | 49.5701 | 49.701 | 49.7424 | 49.9683 | 49.9313 | 49.823
Best Res. GSHP (FS) | Baseline competed | Northwest, Great Basin, California, Rocky Mountains, Upper Midwest, Lower Midwest, Lakes/Mid-Atl., Texas, Southwest, Southeast, Northeast | Residential (New), Residential (Existing) | Heating (Equip.), Cooling (Equip.) | -16.4479 | 69.1669 | 109.6837 | 1387.8262 | 8.3483e-11 | 8.7731e-11 | 9.2235e-11 | 9.7183e-11 | 1.0438e-10 | 1.06e-13 | 5.7e-14 | 1.18e-13 | 1e-14 | 7.5e-14 | 1.34e-13 | -1.7e-14 | 1.32e-13 | 1e-13 | 1e-14 | 2.2e-14 | -7e-14 | 5.7e-14 | 2e-14 | 1.5e-14 | 1.02e-13 | -1.9e-14 | 9.2e-14 | -3.4e-14 | 7.6e-14 | -4.9e-14
Best Res. GSHP (FS) | Efficient competed | Northwest, Great Basin, California, Rocky Mountains, Upper Midwest, Lower Midwest, Lakes/Mid-Atl., Texas, Southwest, Southeast, Northeast | Residential (New), Residential (Existing) | Heating (Equip.), Cooling (Equip.) | -16.4479 | 69.1669 | 109.6837 | 1387.8262 | 3.1559e-11 | 3.7352e-11 | 4.3362e-11 | 4.9542e-11 | 5.6484e-11 | 1.06e-13 | 1.88e-13 | 1.98e-13 | 6.7e-14 | -4.6e-14 | -1.1e-14 | 7.8e-14 | -2.2e-14 | 3.5e-14 | -9.1e-14 | 8.1e-14 | -6.8e-14 | 8.4e-14 | 1e-14 | 2.5e-14 | 2e-14 | -2.8e-14 | -3.4e-14 | 2.3e-14 | 1.1e-13 | -1.8e-14
Best Res. GSHP (LFL) | Baseline uncompeted | Northwest, Great Basin, California, Rocky Mountains, Upper Midwest, Lower Midwest, Lakes/Mid-Atl., Texas, Southwest, Southeast, Northeast | Residential (New), Residential (Existing) | Heating (Equip.), Cooling (Equip.) | 999 | 0 | -12.7543 | -791.2073 | 0.85967 | 0.89142 | 0.92567 | 0.96205 | 1.0027 | 1.0447 | 1.0896 | 1.1369 | 1.194 | 1.2488 | 1.3001 | 1.3618 | 1.425 | 1.4926 | 1.5569 | 1.6225 | 1.6865 | 1.7453 | 1.8018 | 1.8558 | 1.9114 | 1.961 | 2.0086 | 2.0598 | 2.1013 | 2.1408
Best Res. GSHP (LFL) | Efficient uncompeted | Northwest, Great Basin, California, Rocky Mountains, Upper Midwest, Lower Midwest, Lakes/Mid-Atl., Texas, Southwest, Southeast, Northeast | Residential (New), Residential (Existing) | Heating (Equip.), Cooling (Equip.) | 999 | 0 | -12.7543 | -791.2073 | 0.6914 | 0.71777 | 0.74621 | 0.77646 | 0.8102 | 0.84517 | 0.88258 | 0.92191 | 0.96943 | 1.0151 | 1.058 | 1.1095 | 1.1625 | 1.219 | 1.273 | 1.3283 | 1.3823 | 1.4323 | 1.4803 | 1.5266 | 1.5742 | 1.6169 | 1.658 | 1.7022 | 1.7386 | 1.7731
Best Res. GSHP (LFL) | Baseline competed | Northwest, Great Basin, California, Rocky Mountains, Upper Midwest, Lower Midwest, Lakes/Mid-Atl., Texas, Southwest, Southeast, Northeast | Residential (New), Residential (Existing) | Heating (Equip.), Cooling (Equip.) | 999 | 0 | -12.7543 | -791.2073 | 0.84664 | 0.87661 | 0.90902 | 0.94348 | 0.9821 | 1.0221 | 1.065 | 1.1101 | 1.1545 | 1.1927 | 1.0531 | 1.1237 | 1.1958 | 1.2722 | 1.3451 | 1.4193 | 1.4915 | 1.5583 | 1.6223 | 1.6836 | 1.7462 | 1.8024 | 1.8562 | 1.9134 | 1.9605 | 2.0053
Best Res. GSHP (LFL) | Efficient competed | Northwest, Great Basin, California, Rocky Mountains, Upper Midwest, Lower Midwest, Lakes/Mid-Atl., Texas, Southwest, Southeast, Northeast | Residential (New), Residential (Existing) | Heating (Equip.), Cooling (Equip.) | 999 | 0 | -12.7543 | -791.2073 | 0.68093 | 0.70584 | 0.73278 | 0.76147 | 0.79359 | 0.8269 | 0.86262 | 0.90023 | 0.93733 | 0.96947 | 0.857 | 0.91552 | 0.97547 | 1.039 | 1.0999 | 1.1619 | 1.2225 | 1.2788 | 1.3329 | 1.3849 | 1.4381 | 1.4861 | 1.5323 | 1.5813 | 1.6221 | 1.6609
Best Res. GSHP (RST) | Baseline uncompeted | Northwest, Great Basin, California, Rocky Mountains, Upper Midwest, Lower Midwest, Lakes/Mid-Atl., Texas, Southwest, Southeast, Northeast | Residential (New), Residential (Existing) | Heating (Equip.), Cooling (Equip.) | -13.9267 | 51.4326 | 98.1281 | 6374.9544 | 19.8451 | 19.6218 | 19.4554 | 19.3509 | 19.3431 | 19.4162 | 19.4921 | 19.5479 | 19.828 | 19.9978 | 20.0278 | 20.1581 | 20.33 | 20.5366 | 20.6945 | 20.8904 | 21.0782 | 21.2235 | 21.3504 | 21.4848 | 21.614 | 21.6817 | 21.7449 | 21.8412 | 21.9047 | 21.8828
Best Res. GSHP (RST) | Efficient uncompeted | Northwest, Great Basin, California, Rocky Mountains, Upper Midwest, Lower Midwest, Lakes/Mid-Atl., Texas, Southwest, Southeast, Northeast | Residential (New), Residential (Existing) | Heating (Equip.), Cooling (Equip.) | -13.9267 | 51.4326 | 98.1281 | 6374.9544 | 7.2715 | 7.2357 | 7.2258 | 7.2363 | 7.2901 | 7.3839 | 7.4791 | 7.5665 | 7.7467 | 7.8922 | 7.9843 | 8.1132 | 8.2674 | 8.4404 | 8.589 | 8.7506 | 8.9137 | 9.0612 | 9.2031 | 9.3483 | 9.4945 | 9.6154 | 9.7327 | 9.8667 | 9.9836 | 10.0609
Best Res. GSHP (RST) | Baseline competed | Northwest, Great Basin, California, Rocky Mountains, Upper Midwest, Lower Midwest, Lakes/Mid-Atl., Texas, Southwest, Southeast, Northeast | Residential (New), Residential (Existing) | Heating (Equip.), Cooling (Equip.) | -13.9267 | 51.4326 | 98.1281 | 6374.9544 | 9.1359e-07 | 8.432e-07 | 7.8664e-07 | 7.3462e-07 | 6.9751e-07 | 3.0636e-08 | 2.8787e-08 | 2.7252e-08 | 3.0668e-07 | 6.7122e-08 | 2.7566e-11 | 2.6703e-11 | 2.5753e-11 | 2.4854e-11 | 2.4119e-11 | 1.4664e-11 | 1.4155e-11 | 1.3782e-11 | 1.3358e-11 | 1.2956e-11 | 1.2592e-11 | 1.2362e-11 | 1.2073e-11 | 1.1823e-11 | 1.1592e-11 | 1.1591e-11
Best Res. GSHP (RST) | Efficient competed | Northwest, Great Basin, California, Rocky Mountains, Upper Midwest, Lower Midwest, Lakes/Mid-Atl., Texas, Southwest, Southeast, Northeast | Residential (New), Residential (Existing) | Heating (Equip.), Cooling (Equip.) | -13.9267 | 51.4326 | 98.1281 | 6374.9544 | 3.5146e-07 | 3.2621e-07 | 3.0634e-07 | 2.8783e-07 | 2.7516e-07 | 1.0904e-08 | 1.034e-08 | 9.8709e-09 | 8.9564e-08 | 1.9714e-08 | 8.141e-12 | 7.92e-12 | 7.698e-12 | 7.485e-12 | 7.31e-12 | 4.613e-12 | 4.495e-12 | 4.418e-12 | 4.33e-12 | 4.23e-12 | 4.157e-12 | 4.13e-12 | 4.071e-12 | 4.021e-12 | 3.979e-12 | 3.98e-12
Best Res. HPWH (EE+DF) | Baseline uncompeted | Northwest, Great Basin, California, Rocky Mountains, Upper Midwest, Lower Midwest, Lakes/Mid-Atl., Texas, Southwest, Southeast, Northeast | Residential (New), Residential (Existing) | Water Heating | 17.3596 | 5.2385 | 9.9957 | 733.9379 | 23.0913 | 22.6139 | 22.2269 | 21.9276 | 21.74 | 21.9324 | 21.8708 | 21.7998 | 22.1382 | 22.3966 | 22.6919 | 22.9662 | 23.2819 | 23.651 | 23.9447 | 24.2326 | 24.4872 | 24.6906 | 24.8727 | 25.0572 | 25.2094 | 25.3157 | 25.4058 | 25.5151 | 25.5619 | 25.4787
Best Res. HPWH (EE+DF) | Efficient uncompeted | Northwest, Great Basin, California, Rocky Mountains, Upper Midwest, Lower Midwest, Lakes/Mid-Atl., Texas, Southwest, Southeast, Northeast | Residential (New), Residential (Existing) | Water Heating | 17.3596 | 5.2385 | 9.9957 | 733.9379 | 9.9021 | 9.7022 | 9.5397 | 9.4154 | 9.3378 | 9.3665 | 9.3435 | 9.3159 | 9.4605 | 9.5701 | 9.7478 | 9.8629 | 9.9957 | 10.151 | 10.276 | 10.3972 | 10.5046 | 10.5899 | 10.6661 | 10.7443 | 10.8008 | 10.8457 | 10.8838 | 10.9301 | 10.9503 | 10.9165
Best Res. HPWH (EE+DF) | Baseline competed | Northwest, Great Basin, California, Rocky Mountains, Upper Midwest, Lower Midwest, Lakes/Mid-Atl., Texas, Southwest, Southeast, Northeast | Residential (New), Residential (Existing) | Water Heating | 17.3596 | 5.2385 | 9.9957 | 733.9379 | 4.1637e-11 | 5.0391e-11 | 6.0582e-11 | 7.2279e-11 | 8.5467e-11 | 9.7014e-11 | 1.1277e-10 | 1.3085e-10 | 2.4077e-06 | 2.4496e-06 | 2.3535e-06 | 2.399e-06 | 2.4404e-06 | 2.4762e-06 | 2.515e-06 | 2.5646e-06 | 2.6087e-06 | 2.6591e-06 | 2.7118e-06 | 2.7628e-06 | 2.8437e-06 | 2.9031e-06 | 2.9656e-06 | 3.0252e-06 | 3.0935e-06 | 3.2041e-06
Best Res. HPWH (EE+DF) | Efficient competed | Northwest, Great Basin, California, Rocky Mountains, Upper Midwest, Lower Midwest, Lakes/Mid-Atl., Texas, Southwest, Southeast, Northeast | Residential (New), Residential (Existing) | Water Heating | 17.3596 | 5.2385 | 9.9957 | 733.9379 | 1.785e-11 | 2.162e-11 | 2.6013e-11 | 3.104e-11 | 3.6703e-11 | 4.1432e-11 | 4.8164e-11 | 5.5906e-11 | 1.0289e-06 | 1.0467e-06 | 1.011e-06 | 1.0303e-06 | 1.0478e-06 | 1.0628e-06 | 1.0793e-06 | 1.1004e-06 | 1.1191e-06 | 1.1405e-06 | 1.1629e-06 | 1.1847e-06 | 1.2183e-06 | 1.2437e-06 | 1.2705e-06 | 1.2959e-06 | 1.3252e-06 | 1.3728e-06
Best Res. HPWH (EE+DF-FS) | Baseline uncompeted | Northwest, Great Basin, California, Rocky Mountains, Upper Midwest, Lower Midwest, Lakes/Mid-Atl., Texas, Southwest, Southeast, Northeast | Residential (New), Residential (Existing) | Water Heating | 4.9652 | 10.4041 | 11.1609 | 131.2246 | 15.1151 | 14.5515 | 14.1956 | 14.0105 | 14.165 | 14.5744 | 14.7801 | 14.9681 | 15.2241 | 15.4429 | 15.82 | 15.9505 | 16.1165 | 16.3421 | 16.404 | 16.5747 | 16.7515 | 16.8373 | 16.8865 | 16.9021 | 17.0595 | 17.4957 | 17.5286 | 17.5627 | 17.6514 | 17.7128
Best Res. HPWH (EE+DF-FS) | Efficient uncompeted | Northwest, Great Basin, California, Rocky Mountains, Upper Midwest, Lower Midwest, Lakes/Mid-Atl., Texas, Southwest, Southeast, Northeast | Residential (New), Residential (Existing) | Water Heating | 4.9652 | 10.4041 | 11.1609 | 131.2246 | 9.778 | 9.7682 | 9.8136 | 9.9036 | 10.0221 | 10.2336 | 10.3807 | 10.543 | 10.737 | 10.9377 | 11.2203 | 11.3637 | 11.5061 | 11.673 | 11.8425 | 11.9951 | 12.1396 | 12.2565 | 12.3762 | 12.4821 | 12.5572 | 12.6021 | 12.6241 | 12.7063 | 12.7215 | 12.6923
Best Res. HPWH (EE+DF-FS) | Baseline competed | Northwest, Great Basin, California, Rocky Mountains, Upper Midwest, Lower Midwest, Lakes/Mid-Atl., Texas, Southwest, Southeast, Northeast | Residential (New), Residential (Existing) | Water Heating | 4.9652 | 10.4041 | 11.1609 | 131.2246 | 1.1865e-10 | 1.0907e-10 | 1.0316e-10 | 9.9877e-11 | 1.027e-10 | 8.1398e-11 | 8.7074e-11 | 9.2139e-11 | 3.5912e-06 | 3.5819e-06 | 3.2126e-06 | 3.1853e-06 | 3.1932e-06 | 3.2315e-06 | 3.1039e-06 | 3.1037e-06 | 3.1184e-06 | 3.0802e-06 | 3.0039e-06 | 2.9132e-06 | 3.0194e-06 | 3.4185e-06 | 3.4363e-06 | 3.3794e-06 | 3.4592e-06 | 3.6681e-06
Best Res. HPWH (EE+DF-FS) | Efficient competed | Northwest, Great Basin, California, Rocky Mountains, Upper Midwest, Lower Midwest, Lakes/Mid-Atl., Texas, Southwest, Southeast, Northeast | Residential (New), Residential (Existing) | Water Heating | 4.9652 | 10.4041 | 11.1609 | 131.2246 | 5.1782e-11 | 4.7528e-11 | 4.5507e-11 | 4.479e-11 | 4.766e-11 | 4.0414e-11 | 4.4187e-11 | 4.7657e-11 | 2.2529e-06 | 2.2568e-06 | 2.0379e-06 | 2.0294e-06 | 2.0423e-06 | 2.0761e-06 | 2.0023e-06 | 2.011e-06 | 2.0277e-06 | 2.0094e-06 | 1.965e-06 | 1.9112e-06 | 1.9839e-06 | 2.2555e-06 | 2.2724e-06 | 2.2411e-06 | 2.2966e-06 | 2.441e-06
Best Res. N-Elec. Env. | Baseline uncompeted | Northwest, Great Basin, California, Rocky Mountains, Upper Midwest, Lower Midwest, Lakes/Mid-Atl., Texas, Southwest, Southeast, Northeast | Residential (New), Residential (Existing) | Heating (Equip.) | 45.4841 | 2.1983 | 3.2933 | 61.6558 | 67.6796 | 64.5309 | 62.1528 | 60.4759 | 60.0824 | 59.7268 | 59.6972 | 59.6777 | 60.0193 | 60.2115 | 60.3455 | 60.226 | 60.249 | 60.4815 | 60.1927 | 60.2668 | 60.3875 | 60.1977 | 59.889 | 59.4173 | 59.3179 | 60.0872 | 59.7015 | 59.3007 | 59.0057 | 58.7698
Best Res. N-Elec. Env. | Efficient uncompeted | Northwest, Great Basin, California, Rocky Mountains, Upper Midwest, Lower Midwest, Lakes/Mid-Atl., Texas, Southwest, Southeast, Northeast | Residential (New), Residential (Existing) | Heating (Equip.) | 45.4841 | 2.1983 | 3.2933 | 61.6558 | 18.9226 | 18.1935 | 17.6641 | 17.324 | 17.3395 | 17.3644 | 17.4804 | 17.5988 | 17.8192 | 17.9926 | 18.1448 | 18.2195 | 18.3328 | 18.508 | 18.5223 | 18.6462 | 18.7831 | 18.822 | 18.8203 | 18.7646 | 18.8214 | 19.1467 | 19.1107 | 19.0676 | 19.0536 | 19.0547
Best Res. N-Elec. Env. | Baseline competed | Northwest, Great Basin, California, Rocky Mountains, Upper Midwest, Lower Midwest, Lakes/Mid-Atl., Texas, Southwest, Southeast, Northeast | Residential (New), Residential (Existing) | Heating (Equip.) | 45.4841 | 2.1983 | 3.2933 | 61.6558 | 65.6294 | 62.2311 | 59.6874 | 57.8478 | 57.3795 | 53.4033 | 53.4732 | 53.5214 | 54.8224 | 54.9718 | 55.0528 | 54.8393 | 54.7927 | 54.9855 | 54.5749 | 6.7398 | 7.0131 | 7.2583 | 7.6348 | 8.0573 | 8.4041 | 9.0113 | 9.7027 | 10.2373 | 11.2841 | 12.6006
Best Res. N-Elec. Env. | Efficient competed | Northwest, Great Basin, California, Rocky Mountains, Upper Midwest, Lower Midwest, Lakes/Mid-Atl., Texas, Southwest, Southeast, Northeast | Residential (New), Residential (Existing) | Heating (Equip.) | 45.4841 | 2.1983 | 3.2933 | 61.6558 | 18.356 | 17.5527 | 16.9717 | 16.5802 | 16.5689 | 15.6029 | 15.7294 | 15.8508 | 16.2982 | 16.4494 | 16.5766 | 16.6139 | 16.6973 | 16.8514 | 16.8198 | 2.0548 | 2.1491 | 2.2354 | 2.3628 | 2.5055 | 2.6253 | 2.827 | 3.0573 | 3.2397 | 3.5858 | 4.0201
Best Res. Pool Pump (EE+DF) | Baseline uncompeted | Northwest, Great Basin, California, Rocky Mountains, Upper Midwest, Lower Midwest, Lakes/Mid-Atl., Texas, Southwest, Southeast, Northeast | Residential (New), Residential (Existing) | Other | -17.9986 | 16.729 | 48.7298 | 5382.6509 | 3.0758 | 3.0677 | 3.0772 | 3.1019 | 3.1497 | 2.9382 | 3.0143 | 3.0964 | 3.2114 | 3.3255 | 3.3196 | 3.4364 | 3.5611 | 3.7005 | 3.8339 | 3.9488 | 4.0905 | 4.23 | 4.3721 | 4.5111 | 4.5689 | 4.6986 | 4.8241 | 4.9555 | 5.0689 | 5.1254
Best Res. Pool Pump (EE+DF) | Efficient uncompeted | Northwest, Great Basin, California, Rocky Mountains, Upper Midwest, Lower Midwest, Lakes/Mid-Atl., Texas, Southwest, Southeast, Northeast | Residential (New), Residential (Existing) | Other | -17.9986 | 16.729 | 48.7298 | 5382.6509 | 2.2722 | 2.2664 | 2.2735 | 2.2918 | 2.3271 | 2.1388 | 2.1943 | 2.2541 | 2.3377 | 2.4207 | 2.4184 | 2.5034 | 2.5942 | 2.6958 | 2.7929 | 2.8837 | 2.9873 | 3.0893 | 3.1933 | 3.295 | 3.3351 | 3.4299 | 3.5216 | 3.6176 | 3.7006 | 3.7454
Best Res. Pool Pump (EE+DF) | Baseline competed | Northwest, Great Basin, California, Rocky Mountains, Upper Midwest, Lower Midwest, Lakes/Mid-Atl., Texas, Southwest, Southeast, Northeast | Residential (New), Residential (Existing) | Other | -17.9986 | 16.729 | 48.7298 | 5382.6509 | 3.0123 | 2.9653 | 2.9255 | 2.8916 | 2.8853 | 2.9079 | 2.9805 | 3.0592 | 3.1764 | 3.2918 | 3.2994 | 3.417 | 3.5429 | 3.6844 | 3.8188 | 3.9358 | 4.0785 | 4.2187 | 4.3615 | 4.5009 | 4.5626 | 4.6922 | 4.8176 | 4.949 | 5.062 | 5.1191
Best Res. Pool Pump (EE+DF) | Efficient competed | Northwest, Great Basin, California, Rocky Mountains, Upper Midwest, Lower Midwest, Lakes/Mid-Atl., Texas, Southwest, Southeast, Northeast | Residential (New), Residential (Existing) | Other | -17.9986 | 16.729 | 48.7298 | 5382.6509 | 2.2253 | 2.1908 | 2.1615 | 2.1365 | 2.1318 | 2.1168 | 2.1697 | 2.227 | 2.3122 | 2.3962 | 2.4036 | 2.4893 | 2.581 | 2.684 | 2.7819 | 2.8743 | 2.9785 | 3.081 | 3.1855 | 3.2876 | 3.3305 | 3.4253 | 3.5169 | 3.6129 | 3.6955 | 3.7408
Best Residential Gas Dryer | Baseline uncompeted | Northwest, Great Basin, California, Rocky Mountains, Upper Midwest, Lower Midwest, Lakes/Mid-Atl., Texas, Southwest, Southeast, Northeast | Residential (New), Residential (Existing) | Other | -21.1208 | 98.726 | 167.2512 | 3161.0517 | 0.50315 | 0.49041 | 0.48492 | 0.48438 | 0.496 | 0.50632 | 0.51889 | 0.53096 | 0.54551 | 0.55874 | 0.57127 | 0.58118 | 0.59307 | 0.60795 | 0.61655 | 0.62989 | 0.64361 | 0.65378 | 0.66226 | 0.66941 | 0.68192 | 0.70714 | 0.71428 | 0.72121 | 0.73062 | 0.74154
Best Residential Gas Dryer | Efficient uncompeted | Northwest, Great Basin, California, Rocky Mountains, Upper Midwest, Lower Midwest, Lakes/Mid-Atl., Texas, Southwest, Southeast, Northeast | Residential (New), Residential (Existing) | Other | -21.1208 | 98.726 | 167.2512 | 3161.0517 | 0.48002 | 0.46786 | 0.46263 | 0.46211 | 0.47319 | 0.48304 | 0.49503 | 0.50654 | 0.52042 | 0.53305 | 0.54501 | 0.55446 | 0.56581 | 0.58 | 0.58821 | 0.60093 | 0.61402 | 0.62372 | 0.63182 | 0.63863 | 0.65057 | 0.67463 | 0.68144 | 0.68805 | 0.69703 | 0.70744
Best Residential Gas Dryer | Baseline competed | Northwest, Great Basin, California, Rocky Mountains, Upper Midwest, Lower Midwest, Lakes/Mid-Atl., Texas, Southwest, Southeast, Northeast | Residential (New), Residential (Existing) | Other | -21.1208 | 98.726 | 167.2512 | 3161.0517 | 0.25157 | 0.2452 | 0.24246 | 0.24219 | 0.248 | 0.25316 | 0.25945 | 0.26548 | 0.27275 | 0.27937 | 0.28564 | 0.29059 | 0.29654 | 0.30397 | 0.30828 | 0.31495 | 0.32181 | 0.32689 | 0.33113 | 0.3347 | 0.34096 | 0.35357 | 0.35714 | 0.3606 | 0.36531 | 0.37077
Best Residential Gas Dryer | Efficient competed | Northwest, Great Basin, California, Rocky Mountains, Upper Midwest, Lower Midwest, Lakes/Mid-Atl., Texas, Southwest, Southeast, Northeast | Residential (New), Residential (Existing) | Other | -21.1208 | 98.726 | 167.2512 | 3161.0517 | 0.24001 | 0.23393 | 0.23131 | 0.23105 | 0.2366 | 0.24152 | 0.24752 | 0.25327 | 0.26021 | 0.26652 | 0.2725 | 0.27723 | 0.2829 | 0.29 | 0.2941 | 0.30047 | 0.30701 | 0.31186 | 0.31591 | 0.31932 | 0.32529 | 0.33731 | 0.34072 | 0.34402 | 0.34852 | 0.35372
Best Residential Gas Storage WH | Baseline uncompeted | Northwest, Great Basin, California, Rocky Mountains, Upper Midwest, Lower Midwest, Lakes/Mid-Atl., Texas, Southwest, Southeast, Northeast | Residential (New), Residential (Existing) | Water Heating | 999 | 0 | -3.4737 | -65.6522 | 12.0923 | 11.677 | 11.4402 | 11.336 | 11.5287 | 11.6985 | 11.911 | 12.1057 | 12.362 | 12.5868 | 12.7987 | 12.9502 | 13.1338 | 13.3711 | 13.4614 | 13.6484 | 13.8374 | 13.946 | 14.0186 | 14.0651 | 14.2276 | 14.6572 | 14.7131 | 14.7664 | 14.8714 | 15.0073
Best Residential Gas Storage WH | Efficient uncompeted | Northwest, Great Basin, California, Rocky Mountains, Upper Midwest, Lower Midwest, Lakes/Mid-Atl., Texas, Southwest, Southeast, Northeast | Residential (New), Residential (Existing) | Water Heating | 999 | 0 | -3.4737 | -65.6522 | 9.0692 | 8.7578 | 8.5801 | 8.502 | 8.6465 | 8.7739 | 8.9333 | 9.0793 | 9.2715 | 9.4401 | 9.599 | 9.7127 | 9.8504 | 10.0283 | 10.0961 | 10.2363 | 10.378 | 10.4595 | 10.514 | 10.5489 | 10.6707 | 10.9929 | 11.0348 | 11.0748 | 11.1535 | 11.2554
Best Residential Gas Storage WH | Baseline competed | Northwest, Great Basin, California, Rocky Mountains, Upper Midwest, Lower Midwest, Lakes/Mid-Atl., Texas, Southwest, Southeast, Northeast | Residential (New), Residential (Existing) | Water Heating | 999 | 0 | -3.4737 | -65.6522 | 5.4149 | 5.328 | 5.2675 | 5.2366 | 5.2585 | 5.1303 | 5.1493 | 5.1695 | 3.6156 | 3.6815 | 3.6556 | 3.703 | 3.7288 | 3.7479 | 3.8531 | 3.8856 | 3.907 | 3.9462 | 4.0054 | 4.0587 | 4.0587 | 3.8547 | 3.8257 | 3.8593 | 3.7937 | 3.7003
Best Residential Gas Storage WH | Efficient competed | Northwest, Great Basin, California, Rocky Mountains, Upper Midwest, Lower Midwest, Lakes/Mid-Atl., Texas, Southwest, Southeast, Northeast | Residential (New), Residential (Existing) | Water Heating | 999 | 0 | -3.4737 | -65.6522 | 4.0612 | 3.996 | 3.9506 | 3.9275 | 3.9439 | 3.8477 | 3.862 | 3.8771 | 2.7117 | 2.7611 | 2.7417 | 2.7773 | 2.7966 | 2.8109 | 2.8899 | 2.9142 | 2.9302 | 2.9596 | 3.0041 | 3.044 | 3.044 | 2.891 | 2.8693 | 2.8945 | 2.8453 | 2.7752
Best Residential LED Lighting | Baseline uncompeted | Northwest, Great Basin, California, Rocky Mountains, Upper Midwest, Lower Midwest, Lakes/Mid-Atl., Texas, Southwest, Southeast, Northeast | Residential (New), Residential (Existing) | Lighting | 999 | 0 | -9.4836 | -643.5777 | 4.0812 | 3.9914 | 3.9603 | 3.9644 | 3.9893 | 3.9563 | 3.9414 | 3.9383 | 3.9717 | 4.0114 | 4.0278 | 4.0649 | 4.1061 | 4.1561 | 4.1984 | 4.1159 | 4.0505 | 3.9978 | 3.9677 | 3.9572 | 3.9593 | 3.9529 | 3.9431 | 3.9454 | 3.936 | 3.9216
Best Residential LED Lighting | Efficient uncompeted | Northwest, Great Basin, California, Rocky Mountains, Upper Midwest, Lower Midwest, Lakes/Mid-Atl., Texas, Southwest, Southeast, Northeast | Residential (New), Residential (Existing) | Lighting | 999 | 0 | -9.4836 | -643.5777 | 2.7686 | 2.659 | 2.628 | 2.642 | 2.6695 | 2.6485 | 2.6492 | 2.6576 | 2.6906 | 2.7264 | 2.7447 | 2.7768 | 2.8115 | 2.8522 | 2.8875 | 2.8137 | 2.7758 | 2.7464 | 2.7323 | 2.7315 | 2.7393 | 2.7411 | 2.7405 | 2.7482 | 2.7477 | 2.7435
Best Residential LED Lighting | Baseline competed | Northwest, Great Basin, California, Rocky Mountains, Upper Midwest, Lower Midwest, Lakes/Mid-Atl., Texas, Southwest, Southeast, Northeast | Residential (New), Residential (Existing) | Lighting | 999 | 0 | -9.4836 | -643.5777 | 2.3923 | 2.3666 | 2.3565 | 2.3571 | 2.3714 | 2.1223 | 2.1095 | 2.1037 | 2.1195 | 2.1393 | 2.1455 | 2.1642 | 2.1854 | 2.2118 | 2.2336 | 2.1458 | 2.1048 | 2.0711 | 2.0502 | 2.0403 | 2.0375 | 2.0299 | 2.0203 | 2.0177 | 2.0085 | 1.9965
Best Residential LED Lighting | Efficient competed | Northwest, Great Basin, California, Rocky Mountains, Upper Midwest, Lower Midwest, Lakes/Mid-Atl., Texas, Southwest, Southeast, Northeast | Residential (New), Residential (Existing) | Lighting | 999 | 0 | -9.4836 | -643.5777 | 1.6163 | 1.5748 | 1.5638 | 1.5709 | 1.5869 | 1.4162 | 1.4136 | 1.4154 | 1.4318 | 1.4501 | 1.4583 | 1.4747 | 1.4928 | 1.5143 | 1.5327 | 1.4632 | 1.439 | 1.4195 | 1.4087 | 1.4053 | 1.4067 | 1.4048 | 1.4015 | 1.4029 | 1.3997 | 1.3945
Best Residential Oil WH | Baseline uncompeted | Northwest, Great Basin, California, Rocky Mountains, Upper Midwest, Lower Midwest, Lakes/Mid-Atl., Texas, Southwest, Southeast, Northeast | Residential (New), Residential (Existing) | Water Heating | 22.2433 | 4.2747 | 16.4074 | 221.3032 | 1.092 | 1.0455 | 1.0043 | 0.97362 | 0.95988 | 0.94839 | 0.94038 | 0.92858 | 0.91695 | 0.90305 | 0.89241 | 0.87718 | 0.86497 | 0.85199 | 0.838 | 0.82463 | 0.81454 | 0.80075 | 0.79067 | 0.77605 | 0.76561 | 0.75948 | 0.74919 | 0.7396 | 0.73102 | 0.72123
Best Residential Oil WH | Efficient uncompeted | Northwest, Great Basin, California, Rocky Mountains, Upper Midwest, Lower Midwest, Lakes/Mid-Atl., Texas, Southwest, Southeast, Northeast | Residential (New), Residential (Existing) | Water Heating | 22.2433 | 4.2747 | 16.4074 | 221.3032 | 1.0117 | 0.96862 | 0.93047 | 0.90203 | 0.8893 | 0.87866 | 0.87123 | 0.8603 | 0.84953 | 0.83665 | 0.82679 | 0.81268 | 0.80137 | 0.78934 | 0.77638 | 0.764 | 0.75464 | 0.74187 | 0.73253 | 0.71898 | 0.70931 | 0.70364 | 0.6941 | 0.68521 | 0.67727 | 0.6682
Best Residential Oil WH | Baseline competed | Northwest, Great Basin, California, Rocky Mountains, Upper Midwest, Lower Midwest, Lakes/Mid-Atl., Texas, Southwest, Southeast, Northeast | Residential (New), Residential (Existing) | Water Heating | 22.2433 | 4.2747 | 16.4074 | 221.3032 | 2e-15 | 4e-15 | 7e-15 | 1e-14 | 1e-14 | 8e-15 | 8e-15 | 8e-15 | 1.9363e-10 | 2.1481e-10 | 1.9991e-10 | 2.1851e-10 | 2.2094e-10 | 2.3563e-10 | 2.6218e-10 | 2.87e-10 | 2.872e-10 | 3.1891e-10 | 3.2166e-10 | 3.7179e-10 | 3.8391e-10 | 3.3238e-10 | 3.247e-10 | 3.2759e-10 | 3.0401e-10 | 2.9368e-10
Best Residential Oil WH | Efficient competed | Northwest, Great Basin, California, Rocky Mountains, Upper Midwest, Lower Midwest, Lakes/Mid-Atl., Texas, Southwest, Southeast, Northeast | Residential (New), Residential (Existing) | Water Heating | 22.2433 | 4.2747 | 16.4074 | 221.3032 | 2e-15 | 4e-15 | 6e-15 | 1e-14 | 1e-14 | 7e-15 | 7e-15 | 8e-15 | 1.7939e-10 | 1.9901e-10 | 1.8521e-10 | 2.0244e-10 | 2.047e-10 | 2.1831e-10 | 2.429e-10 | 2.659e-10 | 2.6608e-10 | 2.9546e-10 | 2.9801e-10 | 3.4446e-10 | 3.5568e-10 | 3.0794e-10 | 3.0082e-10 | 3.035e-10 | 2.8166e-10 | 2.7209e-10
Best Residential Refrigerator | Baseline uncompeted | Northwest, Great Basin, California, Rocky Mountains, Upper Midwest, Lower Midwest, Lakes/Mid-Atl., Texas, Southwest, Southeast, Northeast | Residential (New), Residential (Existing) | Refrigeration | 999 | 0 | -78.0551 | -5296.1183 | 11.9872 | 11.7535 | 11.5902 | 11.4901 | 11.4675 | 11.5035 | 11.589 | 11.6897 | 11.8871 | 12.074 | 12.1609 | 12.3143 | 12.4941 | 12.7216 | 12.9327 | 13.1567 | 13.3813 | 13.586 | 13.7837 | 13.9692 | 14.1584 | 14.3002 | 14.4101 | 14.5431 | 14.6138 | 14.6463
Best Residential Refrigerator | Efficient uncompeted | Northwest, Great Basin, California, Rocky Mountains, Upper Midwest, Lower Midwest, Lakes/Mid-Atl., Texas, Southwest, Southeast, Northeast | Residential (New), Residential (Existing) | Refrigeration | 999 | 0 | -78.0551 | -5296.1183 | 10.8819 | 10.6698 | 10.5215 | 10.4307 | 10.4101 | 10.4428 | 10.5204 | 10.6118 | 10.791 | 10.9607 | 11.0396 | 11.1788 | 11.3421 | 11.5485 | 11.7402 | 11.9436 | 12.1475 | 12.3333 | 12.5127 | 12.6811 | 12.8529 | 12.9817 | 13.0814 | 13.2021 | 13.2663 | 13.2958
Best Residential Refrigerator | Baseline competed | Northwest, Great Basin, California, Rocky Mountains, Upper Midwest, Lower Midwest, Lakes/Mid-Atl., Texas, Southwest, Southeast, Northeast | Residential (New), Residential (Existing) | Refrigeration | 999 | 0 | -78.0551 | -5296.1183 | 3.4281 | 3.3292 | 3.2583 | 3.2116 | 3.1939 | 3.0883 | 3.1103 | 3.1371 | 3.1947 | 3.2491 | 3.2719 | 3.3158 | 3.368 | 3.4353 | 3.4974 | 3.5636 | 3.6298 | 3.6897 | 3.7474 | 3.8013 | 3.8563 | 3.8965 | 3.9268 | 3.9643 | 3.9825 | 3.9887
Best Residential Refrigerator | Efficient competed | Northwest, Great Basin, California, Rocky Mountains, Upper Midwest, Lower Midwest, Lakes/Mid-Atl., Texas, Southwest, Southeast, Northeast | Residential (New), Residential (Existing) | Refrigeration | 999 | 0 | -78.0551 | -5296.1183 | 3.112 | 3.0222 | 2.9578 | 2.9155 | 2.8994 | 2.8036 | 2.8235 | 2.8479 | 2.9002 | 2.9495 | 2.9702 | 3.01 | 3.0575 | 3.1186 | 3.1749 | 3.235 | 3.2951 | 3.3495 | 3.4019 | 3.4508 | 3.5007 | 3.5372 | 3.5647 | 3.5988 | 3.6152 | 3.6209
Com. Cooking (FS) | Baseline uncompeted | Northwest, Great Basin, California, Rocky Mountains, Upper Midwest, Lower Midwest, Lakes/Mid-Atl., Texas, Southwest, Southeast, Northeast | Commercial (New), Commercial (Existing) | Cooking | 999 | 999 | 999 | 804.1083 | 3.0693 | 3.0107 | 2.9952 | 3.0133 | 3.0709 | 3.1213 | 3.1926 | 3.2587 | 3.3426 | 3.4114 | 3.4731 | 3.515 | 3.5684 | 3.6387 | 3.6592 | 3.7121 | 3.7671 | 3.7946 | 3.8109 | 3.8196 | 3.8644 | 3.9575 | 3.9563 | 3.9625 | 3.9901 | 4.0285
Com. Cooking (FS) | Efficient uncompeted | Northwest, Great Basin, California, Rocky Mountains, Upper Midwest, Lower Midwest, Lakes/Mid-Atl., Texas, Southwest, Southeast, Northeast | Commercial (New), Commercial (Existing) | Cooking | 999 | 999 | 999 | 804.1083 | 5.7896 | 5.8018 | 5.8258 | 5.8487 | 5.8927 | 5.9728 | 6.0562 | 6.1399 | 6.2691 | 6.3714 | 6.422 | 6.4937 | 6.5551 | 6.6355 | 6.7053 | 6.7621 | 6.8226 | 6.8701 | 6.9279 | 6.9774 | 7.0098 | 6.9887 | 6.9576 | 6.9794 | 6.9706 | 6.9401
Com. Cooking (FS) | Baseline competed | Northwest, Great Basin, California, Rocky Mountains, Upper Midwest, Lower Midwest, Lakes/Mid-Atl., Texas, Southwest, Southeast, Northeast | Commercial (New), Commercial (Existing) | Cooking | 999 | 999 | 999 | 804.1083 | 3.0693 | 3.0107 | 2.9952 | 3.0133 | 3.0709 | 3.1213 | 3.1926 | 3.2587 | 3.3426 | 3.4114 | 3.4731 | 3.515 | 3.5684 | 3.6387 | 3.6592 | 3.7121 | 3.7671 | 3.7946 | 3.8109 | 3.8196 | 3.8644 | 3.9575 | 3.9563 | 3.9625 | 3.9901 | 4.0285
Com. Cooking (FS) | Efficient competed | Northwest, Great Basin, California, Rocky Mountains, Upper Midwest, Lower Midwest, Lakes/Mid-Atl., Texas, Southwest, Southeast, Northeast | Commercial (New), Commercial (Existing) | Cooking | 999 | 999 | 999 | 804.1083 | 5.7896 | 5.8018 | 5.8258 | 5.8487 | 5.8927 | 5.9728 | 6.0562 | 6.1399 | 6.2691 | 6.3714 | 6.422 | 6.4937 | 6.5551 | 6.6355 | 6.7053 | 6.7621 | 6.8226 | 6.8701 | 6.9279 | 6.9774 | 7.0098 | 6.9887 | 6.9576 | 6.9794 | 6.9706 | 6.9401
Commercial Lighting, 90.1 c. 2022 | Baseline uncompeted | Northwest, Great Basin, California, Rocky Mountains, Upper Midwest, Lower Midwest, Lakes/Mid-Atl., Texas, Southwest, Southeast, Northeast | Commercial (New), Commercial (Existing) | Lighting | 30.0257 | 3.3269 | 4.1841 | 999 | 11.279 | 11.3079 | 11.34 | 11.324 | 11.2552 | 11.2641 | 11.2466 | 11.2427 | 11.4423 | 11.5804 | 11.5299 | 11.6451 | 11.7152 | 11.8202 | 11.9318 | 12.0429 | 12.1646 | 12.3251 | 12.528 | 12.747 | 12.877 | 12.7802 | 12.9054 | 13.1393 | 13.2274 | 13.2568
Commercial Lighting, 90.1 c. 2022 | Efficient uncompeted | Northwest, Great Basin, California, Rocky Mountains, Upper Midwest, Lower Midwest, Lakes/Mid-Atl., Texas, Southwest, Southeast, Northeast | Commercial (New), Commercial (Existing) | Lighting | 30.0257 | 3.3269 | 4.1841 | 999 | 9.2441 | 9.2385 | 9.2427 | 9.2168 | 9.1634 | 9.1619 | 9.1441 | 9.1363 | 9.282 | 9.3797 | 9.3338 | 9.4099 | 9.4518 | 9.5215 | 9.5903 | 9.6669 | 9.7529 | 9.8628 | 10.0035 | 10.1542 | 10.2428 | 10.1696 | 10.25 | 10.4134 | 10.4684 | 10.4811
Commercial Lighting, 90.1 c. 2022 | Baseline competed | Northwest, Great Basin, California, Rocky Mountains, Upper Midwest, Lower Midwest, Lakes/Mid-Atl., Texas, Southwest, Southeast, Northeast | Commercial (New), Commercial (Existing) | Lighting | 30.0257 | 3.3269 | 4.1841 | 999 | 2.9777 | 2.9853 | 2.9938 | 2.9895 | 2.9714 | 1.1113 | 1.1122 | 1.1141 | 1.1375 | 1.1547 | 1.1507 | 1.1666 | 1.1773 | 1.19 | 1.2033 | 1.2147 | 1.2273 | 1.2443 | 1.2657 | 1.2889 | 1.3023 | 1.2905 | 1.3027 | 1.3262 | 1.3348 | 2.4769
Commercial Lighting, 90.1 c. 2022 | Efficient competed | Northwest, Great Basin, California, Rocky Mountains, Upper Midwest, Lower Midwest, Lakes/Mid-Atl., Texas, Southwest, Southeast, Northeast | Commercial (New), Commercial (Existing) | Lighting | 30.0257 | 3.3269 | 4.1841 | 999 | 2.4404 | 2.439 | 2.4401 | 2.4332 | 2.4191 | 0.92517 | 0.9252 | 0.92605 | 0.94322 | 0.95547 | 0.95159 | 0.96237 | 0.96913 | 0.97772 | 0.98606 | 0.99382 | 1.0029 | 1.0146 | 1.0296 | 1.0456 | 1.0549 | 1.0462 | 1.054 | 1.0706 | 1.076 | 1.9948
Commercial Plug Loads, Tier 1 APS | Baseline uncompeted | Northwest, Great Basin, California, Rocky Mountains, Upper Midwest, Lower Midwest, Lakes/Mid-Atl., Texas, Southwest, Southeast, Northeast | Commercial (New), Commercial (Existing) | Computers and Electronics | -4.2491 | 11.2526 | 24.4127 | 1693.83 | 21.38 | 21.1269 | 21.0108 | 20.9947 | 21.1373 | 21.4703 | 21.8368 | 22.237 | 22.8337 | 23.3766 | 23.7185 | 24.1641 | 24.5774 | 25.1326 | 25.5968 | 26.0015 | 26.4036 | 26.7457 | 27.1206 | 27.411 | 27.6839 | 27.8941 | 27.9608 | 28.1781 | 28.2043 | 28.1689
Commercial Plug Loads, Tier 1 APS | Efficient uncompeted | Northwest, Great Basin, California, Rocky Mountains, Upper Midwest, Lower Midwest, Lakes/Mid-Atl., Texas, Southwest, Southeast, Northeast | Commercial (New), Commercial (Existing) | Computers and Electronics | -4.2491 | 11.2526 | 24.4127 | 1693.83 | 19.0282 | 18.803 | 18.6996 | 18.6853 | 18.8122 | 19.1086 | 19.4348 | 19.791 | 20.322 | 20.8051 | 21.1095 | 21.5061 | 21.8739 | 22.368 | 22.7811 | 23.1413 | 23.4992 | 23.8036 | 24.1374 | 24.3958 | 24.6387 | 24.8258 | 24.8851 | 25.0785 | 25.1019 | 25.0703
Commercial Plug Loads, Tier 1 APS | Baseline competed | Northwest, Great Basin, California, Rocky Mountains, Upper Midwest, Lower Midwest, Lakes/Mid-Atl., Texas, Southwest, Southeast, Northeast | Commercial (New), Commercial (Existing) | Computers and Electronics | -4.2491 | 11.2526 | 24.4127 | 1693.83 | 4e-15 | -3e-15 | 1.2e-14 | 1.3e-14 | -4e-15 | 1.1e-14 | -4e-15 | 0 | 2.8e-14 | 1.4e-14 | 1.1e-14 | -3e-14 | 7e-15 | -3.2e-14 | 3.7e-14 | -1e-14 | -8e-15 | -5.9e-14 | 3.7e-14 | -3.4e-14 | 0 | 2.9e-14 | 6.7e-14 | 1.8e-14 | 1.2e-14 | 1.8e-14
Commercial Plug Loads, Tier 1 APS | Efficient competed | Northwest, Great Basin, California, Rocky Mountains, Upper Midwest, Lower Midwest, Lakes/Mid-Atl., Texas, Southwest, Southeast, Northeast | Commercial (New), Commercial (Existing) | Computers and Electronics | -4.2491 | 11.2526 | 24.4127 | 1693.83 | -1.4e-14 | -1.8e-14 | -1.1e-14 | -1.6e-14 | -6e-15 | 2.2e-14 | 0 | -9e-15 | 1.7e-14 | -6e-15 | 1.2e-14 | -1.5e-14 | 2e-14 | 2.2e-14 | -1e-14 | -7e-15 | -2.5e-14 | -2.9e-14 | -6e-15 | -4e-15 | -4.8e-14 | 1.7e-14 | 4.1e-14 | -4.7e-14 | 1e-14 | -2e-14
ENERGY STAR Com. ASHP (FS) + Env. | Baseline uncompeted | California, Upper Midwest, Lower Midwest, Texas, Southwest, Southeast | Commercial (New), Commercial (Existing) | Heating (Equip.), Cooling (Equip.) | -6.1725 | 45.5444 | 42.6366 | 554.0505 | 9.4588 | 9.1881 | 8.9956 | 8.8442 | 8.8067 | 8.8206 | 8.8565 | 8.8559 | 8.9713 | 9.0198 | 9.0213 | 9.0263 | 9.053 | 9.1086 | 9.0665 | 9.069 | 9.0737 | 9.0473 | 9.0226 | 8.9895 | 8.9872 | 9.009 | 8.9352 | 8.8826 | 8.8464 | 8.7899
ENERGY STAR Com. ASHP (FS) + Env. | Efficient uncompeted | California, Upper Midwest, Lower Midwest, Texas, Southwest, Southeast | Commercial (New), Commercial (Existing) | Heating (Equip.), Cooling (Equip.) | -6.1725 | 45.5444 | 42.6366 | 554.0505 | 6.7162 | 6.5915 | 6.49 | 6.3875 | 6.3448 | 6.385 | 6.4185 | 6.4157 | 6.5322 | 6.5798 | 6.5756 | 6.6057 | 6.6424 | 6.6933 | 6.6867 | 6.6962 | 6.7112 | 6.7192 | 6.7398 | 6.7628 | 6.7717 | 6.7358 | 6.6989 | 6.6878 | 6.6751 | 6.6209
ENERGY STAR Com. ASHP (FS) + Env. | Baseline competed | California, Upper Midwest, Lower Midwest, Texas, Southwest, Southeast | Commercial (New), Commercial (Existing) | Heating (Equip.), Cooling (Equip.) | -6.1725 | 45.5444 | 42.6366 | 554.0505 | 2.7633 | 2.6963 | 2.642 | 2.5886 | 2.5623 | -6e-15 | 0 | -1.4e-14 | 0 | -1e-15 | 9e-15 | 5e-15 | -6e-15 | -1.2e-14 | -1.2e-14 | 1.4e-14 | -4e-15 | 7e-15 | -1e-15 | 6e-15 | 1e-15 | -1.3e-14 | -1.4e-14 | -7e-15 | -1.2e-14 | -7e-15
ENERGY STAR Com. ASHP (FS) + Env. | Efficient competed | California, Upper Midwest, Lower Midwest, Texas, Southwest, Southeast | Commercial (New), Commercial (Existing) | Heating (Equip.), Cooling (Equip.) | -6.1725 | 45.5444 | 42.6366 | 554.0505 | 2.7071 | 2.6408 | 2.5866 | 2.5328 | 2.5057 | -3e-15 | 1.5e-14 | 9e-15 | -4e-15 | 2e-15 | -1.1e-14 | 0 | -5e-15 | -1.1e-14 | 3e-15 | 0 | 1e-15 | -5e-15 | 1.1e-14 | 3e-15 | -6e-15 | -1e-15 | 1.3e-14 | -7e-15 | -3e-15 | -6e-15
ENERGY STAR Com. ASHP (FS) + Env. CC | Baseline uncompeted | Northwest, Great Basin, Rocky Mountains, Upper Midwest, Lakes/Mid-Atl., Northeast | Commercial (New), Commercial (Existing) | Heating (Equip.), Cooling (Equip.) | -6.8304 | 50.043 | 47.8093 | 563.5265 | 12.1815 | 11.7861 | 11.4984 | 11.2997 | 11.3432 | 11.3373 | 11.393 | 11.4401 | 11.5161 | 11.5634 | 11.587 | 11.5577 | 11.558 | 11.5975 | 11.5411 | 11.5345 | 11.5409 | 11.4756 | 11.404 | 11.2936 | 11.2633 | 11.3786 | 11.2667 | 11.1826 | 11.1036 | 11.0423
ENERGY STAR Com. ASHP (FS) + Env. CC | Efficient uncompeted | Northwest, Great Basin, Rocky Mountains, Upper Midwest, Lakes/Mid-Atl., Northeast | Commercial (New), Commercial (Existing) | Heating (Equip.), Cooling (Equip.) | -6.8304 | 50.043 | 47.8093 | 563.5265 | 6.3457 | 6.345 | 6.38 | 6.4279 | 6.4797 | 6.5123 | 6.5673 | 6.6552 | 6.7289 | 6.8404 | 6.8619 | 6.9123 | 6.9468 | 7.0221 | 7.1202 | 7.1697 | 7.2103 | 7.2198 | 7.2315 | 7.2088 | 7.1964 | 7.1869 | 7.1377 | 7.1525 | 7.074 | 7.021
ENERGY STAR Com. ASHP (FS) + Env. CC | Baseline competed | Northwest, Great Basin, Rocky Mountains, Upper Midwest, Lakes/Mid-Atl., Northeast | Commercial (New), Commercial (Existing) | Heating (Equip.), Cooling (Equip.) | -6.8304 | 50.043 | 47.8093 | 563.5265 | 1.1176 | 1.1014 | 1.094 | 1.0896 | 1.0913 | -6e-15 | -1.4e-14 | 1.3e-14 | -4.2e-14 | -2e-15 | -2.8e-14 | 7e-15 | 3.9e-14 | 2e-15 | 1e-14 | 8e-15 | 2.6e-14 | -6e-15 | 2.1e-14 | 1e-14 | 6e-15 | -2.5e-14 | -2.3e-14 | -7e-15 | 1.7e-14 | 1.6e-14
ENERGY STAR Com. ASHP (FS) + Env. CC | Efficient competed | Northwest, Great Basin, Rocky Mountains, Upper Midwest, Lakes/Mid-Atl., Northeast | Commercial (New), Commercial (Existing) | Heating (Equip.), Cooling (Equip.) | -6.8304 | 50.043 | 47.8093 | 563.5265 | 1.0768 | 1.0613 | 1.054 | 1.0494 | 1.0506 | 1.5e-14 | 2e-15 | 2e-15 | 1.1e-14 | -3.3e-14 | -2e-15 | -8e-15 | -1e-15 | -1.4e-14 | 1.4e-14 | 1e-15 | -1.3e-14 | 1.1e-14 | -7e-15 | -3e-15 | -1.5e-14 | 1.3e-14 | -2.2e-14 | -1e-15 | 1e-14 | 3e-15
ENERGY STAR Com. ASHP (LFL) + Env. | Baseline uncompeted | California, Upper Midwest, Lower Midwest, Texas, Southwest, Southeast | Commercial (New), Commercial (Existing) | Heating (Equip.), Cooling (Equip.) | -3.7633 | 32.8946 | 38.5846 | 3076.2833 | 0.81269 | 0.78774 | 0.76575 | 0.74394 | 0.73014 | 0.72487 | 0.71898 | 0.70877 | 0.71322 | 0.70945 | 0.70041 | 0.69491 | 0.6896 | 0.68548 | 0.67607 | 0.6688 | 0.66151 | 0.65465 | 0.6484 | 0.64236 | 0.6346 | 0.62289 | 0.61105 | 0.60147 | 0.59185 | 0.57783
ENERGY STAR Com. ASHP (LFL) + Env. | Efficient uncompeted | California, Upper Midwest, Lower Midwest, Texas, Southwest, Southeast | Commercial (New), Commercial (Existing) | Heating (Equip.), Cooling (Equip.) | -3.7633 | 32.8946 | 38.5846 | 3076.2833 | 0.51795 | 0.50828 | 0.5002 | 0.49186 | 0.48879 | 0.49129 | 0.49328 | 0.4917 | 0.50028 | 0.50302 | 0.50147 | 0.50207 | 0.50282 | 0.50417 | 0.50123 | 0.49967 | 0.49766 | 0.49582 | 0.49431 | 0.49286 | 0.49007 | 0.48403 | 0.47774 | 0.47301 | 0.46813 | 0.45946
ENERGY STAR Com. ASHP (LFL) + Env. | Baseline competed | California, Upper Midwest, Lower Midwest, Texas, Southwest, Southeast | Commercial (New), Commercial (Existing) | Heating (Equip.), Cooling (Equip.) | -3.7633 | 32.8946 | 38.5846 | 3076.2833 | 0.81269 | 0.78774 | 0.76575 | 0.74394 | 0.73014 | -1e-15 | 0 | 0 | 0 | 0 | 0 | 0 | 0 | 1e-15 | -1e-15 | 0 | 0 | 0 | 0 | 0 | 0 | 0 | -1e-15 | -1e-15 | 1e-15 | 0
ENERGY STAR Com. ASHP (LFL) + Env. | Efficient competed | California, Upper Midwest, Lower Midwest, Texas, Southwest, Southeast | Commercial (New), Commercial (Existing) | Heating (Equip.), Cooling (Equip.) | -3.7633 | 32.8946 | 38.5846 | 3076.2833 | 0.51795 | 0.50828 | 0.5002 | 0.49186 | 0.48879 | 0 | 0 | 0 | -1e-15 | 0 | 0 | 0 | 0 | 0 | 0 | 0 | 0 | 0 | 0 | 0 | 0 | 0 | 0 | 0 | 0 | 0
ENERGY STAR Com. ASHP (LFL) + Env. CC | Baseline uncompeted | Northwest, Great Basin, Rocky Mountains, Upper Midwest, Lakes/Mid-Atl., Northeast | Commercial (New), Commercial (Existing) | Heating (Equip.), Cooling (Equip.) | -5.0263 | 38.8646 | 55.0044 | 3060.9963 | 0.48231 | 0.46951 | 0.45833 | 0.44925 | 0.44229 | 0.43414 | 0.42802 | 0.42376 | 0.42068 | 0.41964 | 0.41356 | 0.41047 | 0.40621 | 0.40442 | 0.40347 | 0.40043 | 0.39702 | 0.39202 | 0.38653 | 0.3798 | 0.3743 | 0.36888 | 0.36131 | 0.35651 | 0.34794 | 0.34086
ENERGY STAR Com. ASHP (LFL) + Env. CC | Efficient uncompeted | Northwest, Great Basin, Rocky Mountains, Upper Midwest, Lakes/Mid-Atl., Northeast | Commercial (New), Commercial (Existing) | Heating (Equip.), Cooling (Equip.) | -5.0263 | 38.8646 | 55.0044 | 3060.9963 | 0.27148 | 0.26823 | 0.26549 | 0.26393 | 0.26361 | 0.26244 | 0.26243 | 0.26337 | 0.26482 | 0.26743 | 0.26652 | 0.26748 | 0.26747 | 0.26893 | 0.27084 | 0.2713 | 0.27134 | 0.27026 | 0.26873 | 0.26621 | 0.26451 | 0.26278 | 0.25941 | 0.25795 | 0.25368 | 0.25037
ENERGY STAR Com. ASHP (LFL) + Env. CC | Baseline competed | Northwest, Great Basin, Rocky Mountains, Upper Midwest, Lakes/Mid-Atl., Northeast | Commercial (New), Commercial (Existing) | Heating (Equip.), Cooling (Equip.) | -5.0263 | 38.8646 | 55.0044 | 3060.9963 | 0.48231 | 0.46951 | 0.45833 | 0.44925 | 0.44229 | 0 | 0 | 0 | 0 | 0 | 0 | 0 | 0 | 0 | 0 | 0 | 0 | 0 | 0 | 0 | 0 | 0 | 0 | 0 | 0 | 0
ENERGY STAR Com. ASHP (LFL) + Env. CC | Efficient competed | Northwest, Great Basin, Rocky Mountains, Upper Midwest, Lakes/Mid-Atl., Northeast | Commercial (New), Commercial (Existing) | Heating (Equip.), Cooling (Equip.) | -5.0263 | 38.8646 | 55.0044 | 3060.9963 | 0.27148 | 0.26823 | 0.26549 | 0.26393 | 0.26361 | 0 | 0 | 0 | 0 | 0 | 0 | 0 | 0 | 0 | 0 | 0 | 0 | 0 | 0 | 0 | 0 | 0 | 0 | 0 | 0 | 0
ENERGY STAR Com. ASHP (RST) + Env. | Baseline uncompeted | California, Upper Midwest, Lower Midwest, Texas, Southwest, Southeast | Commercial (New), Commercial (Existing) | Heating (Equip.), Cooling (Equip.) | 1.0674 | 18.7239 | 22.2049 | 1786.043 | 4.4734 | 4.3788 | 4.2992 | 4.2193 | 4.1785 | 4.1901 | 4.1985 | 4.1845 | 4.2463 | 4.2628 | 4.2476 | 4.254 | 4.2633 | 4.2807 | 4.2617 | 4.2518 | 4.2462 | 4.2376 | 4.2375 | 4.238 | 4.2308 | 4.2029 | 4.1729 | 4.1559 | 4.1355 | 4.0922
ENERGY STAR Com. ASHP (RST) + Env. | Efficient uncompeted | California, Upper Midwest, Lower Midwest, Texas, Southwest, Southeast | Commercial (New), Commercial (Existing) | Heating (Equip.), Cooling (Equip.) | 1.0674 | 18.7239 | 22.2049 | 1786.043 | 3.3716 | 3.2938 | 3.2303 | 3.1673 | 3.1368 | 3.1469 | 3.1551 | 3.1453 | 3.1959 | 3.2146 | 3.2086 | 3.2185 | 3.2324 | 3.2532 | 3.2448 | 3.2444 | 3.2451 | 3.2441 | 3.2508 | 3.258 | 3.2607 | 3.2475 | 3.2327 | 3.2283 | 3.2217 | 3.196
ENERGY STAR Com. ASHP (RST) + Env. | Baseline competed | California, Upper Midwest, Lower Midwest, Texas, Southwest, Southeast | Commercial (New), Commercial (Existing) | Heating (Equip.), Cooling (Equip.) | 1.0674 | 18.7239 | 22.2049 | 1786.043 | 0.019177 | 0.0035468 | 0.0034989 | 0.0034486 | 0.0034194 | -2e-15 | -2e-15 | 0 | -3e-15 | 4e-15 | -1e-15 | -5e-15 | 1e-15 | 0 | 4e-15 | -3e-15 | -1e-15 | 3e-15 | 5e-15 | -4e-15 | -5e-15 | -3e-15 | 3e-15 | -2e-15 | 0 | 2e-15
ENERGY STAR Com. ASHP (RST) + Env. | Efficient competed | California, Upper Midwest, Lower Midwest, Texas, Southwest, Southeast | Commercial (New), Commercial (Existing) | Heating (Equip.), Cooling (Equip.) | 1.0674 | 18.7239 | 22.2049 | 1786.043 | 0.0023613 | 0.00044536 | 0.0004475 | 0.00044946 | 0.00045405 | 4e-15 | -3e-15 | -3e-15 | 2e-15 | -2e-15 | -5e-15 | -4e-15 | 2e-15 | 3e-15 | 0 | -8e-15 | -2e-15 | 4e-15 | 5e-15 | 6e-15 | 8e-15 | 0 | 3e-15 | -1e-15 | 3e-15 | -3e-15
ENERGY STAR Com. ASHP (RST) + Env. CC | Baseline uncompeted | Northwest, Great Basin, Rocky Mountains, Upper Midwest, Lakes/Mid-Atl., Northeast | Commercial (New), Commercial (Existing) | Heating (Equip.), Cooling (Equip.) | 1.962 | 17.0766 | 22.4458 | 1198.65 | 2.8854 | 2.8364 | 2.8009 | 2.7766 | 2.7658 | 2.7492 | 2.7441 | 2.7521 | 2.7561 | 2.7714 | 2.7591 | 2.7547 | 2.7496 | 2.7579 | 2.7748 | 2.7766 | 2.775 | 2.7628 | 2.7498 | 2.7276 | 2.7115 | 2.6963 | 2.6665 | 2.6575 | 2.6224 | 2.5967
ENERGY STAR Com. ASHP (RST) + Env. CC | Efficient uncompeted | Northwest, Great Basin, Rocky Mountains, Upper Midwest, Lakes/Mid-Atl., Northeast | Commercial (New), Commercial (Existing) | Heating (Equip.), Cooling (Equip.) | 1.962 | 17.0766 | 22.4458 | 1198.65 | 1.521 | 1.5009 | 1.4908 | 1.4854 | 1.488 | 1.4876 | 1.4927 | 1.5065 | 1.5176 | 1.5348 | 1.5388 | 1.5445 | 1.5508 | 1.5666 | 1.5856 | 1.5956 | 1.6056 | 1.6104 | 1.6154 | 1.6138 | 1.6157 | 1.6189 | 1.613 | 1.6198 | 1.6099 | 1.6064
ENERGY STAR Com. ASHP (RST) + Env. CC | Baseline competed | Northwest, Great Basin, Rocky Mountains, Upper Midwest, Lakes/Mid-Atl., Northeast | Commercial (New), Commercial (Existing) | Heating (Equip.), Cooling (Equip.) | 1.962 | 17.0766 | 22.4458 | 1198.65 | 0.0046941 | 0.0046021 | 0.0045206 | 0.0044618 | 0.0044224 | 5e-15 | 5e-15 | -3e-15 | -1e-15 | -2e-15 | 2e-15 | -3e-15 | 2e-15 | -4e-15 | 4e-15 | 4e-15 | -4e-15 | 1e-15 | 3e-15 | 1e-15 | 1e-15 | 3e-15 | -2e-15 | 1e-15 | 6e-15 | -3e-15
ENERGY STAR Com. ASHP (RST) + Env. CC | Efficient competed | Northwest, Great Basin, Rocky Mountains, Upper Midwest, Lakes/Mid-Atl., Northeast | Commercial (New), Commercial (Existing) | Heating (Equip.), Cooling (Equip.) | 1.962 | 17.0766 | 22.4458 | 1198.65 | 0.00073345 | 0.00072798 | 0.00072327 | 0.00072248 | 0.00072492 | 2e-15 | 1e-15 | 3e-15 | 2e-15 | -1e-15 | -3e-15 | 1e-15 | 0 | 1e-15 | 3e-15 | 1e-15 | 3e-15 | -1e-15 | 0 | 0 | -4e-15 | -2e-15 | -2e-15 | -4e-15 | -1e-15 | -1e-15
ENERGY STAR Commercial Gas WH v. 2.0 | Baseline uncompeted | Northwest, Great Basin, California, Rocky Mountains, Upper Midwest, Lower Midwest, Lakes/Mid-Atl., Texas, Southwest, Southeast, Northeast | Commercial (New), Commercial (Existing) | Water Heating | -7.5106 | 15.7529 | 23.8436 | 450.6455 | 5.3784 | 5.2499 | 5.1997 | 5.209 | 5.2839 | 5.346 | 5.4429 | 5.5315 | 5.6509 | 5.7458 | 5.8297 | 5.8815 | 5.9528 | 6.0524 | 6.0698 | 6.1427 | 6.218 | 6.2486 | 6.2619 | 6.2643 | 6.3245 | 6.4692 | 6.4596 | 6.4613 | 6.4963 | 6.548
ENERGY STAR Commercial Gas WH v. 2.0 | Efficient uncompeted | Northwest, Great Basin, California, Rocky Mountains, Upper Midwest, Lower Midwest, Lakes/Mid-Atl., Texas, Southwest, Southeast, Northeast | Commercial (New), Commercial (Existing) | Water Heating | -7.5106 | 15.7529 | 23.8436 | 450.6455 | 5.2482 | 5.1228 | 5.0738 | 5.0829 | 5.156 | 5.2166 | 5.3112 | 5.3978 | 5.5143 | 5.6069 | 5.6888 | 5.7393 | 5.8089 | 5.906 | 5.9228 | 5.9939 | 6.0674 | 6.0971 | 6.1101 | 6.1124 | 6.1711 | 6.3118 | 6.3022 | 6.3038 | 6.3379 | 6.3882
ENERGY STAR Commercial Gas WH v. 2.0 | Baseline competed | Northwest, Great Basin, California, Rocky Mountains, Upper Midwest, Lower Midwest, Lakes/Mid-Atl., Texas, Southwest, Southeast, Northeast | Commercial (New), Commercial (Existing) | Water Heating | -7.5106 | 15.7529 | 23.8436 | 450.6455 | 4e-15 | 0 | 4e-15 | -1e-15 | 2e-15 | -2e-15 | 1e-15 | -3e-15 | 2e-15 | 3e-15 | 4e-15 | 0 | 6e-15 | 8e-15 | -9e-15 | -5e-15 | 0 | 8e-15 | 5e-15 | 1e-15 | 1e-15 | -8e-15 | -6e-15 | 6e-15 | -6e-15 | 8e-15
ENERGY STAR Commercial Gas WH v. 2.0 | Efficient competed | Northwest, Great Basin, California, Rocky Mountains, Upper Midwest, Lower Midwest, Lakes/Mid-Atl., Texas, Southwest, Southeast, Northeast | Commercial (New), Commercial (Existing) | Water Heating | -7.5106 | 15.7529 | 23.8436 | 450.6455 | -5e-15 | -2e-15 | -3e-15 | 4e-15 | -5e-15 | 1e-15 | 1e-15 | 3e-15 | 6e-15 | 0 | 0 | 2e-15 | -6e-15 | -1e-15 | -1e-15 | -2e-15 | -7e-15 | -6e-15 | -3e-15 | -1e-14 | -1e-15 | 0 | -4e-15 | 8e-15 | 3e-15 | -7e-15
ENERGY STAR Electric Dryers | Baseline uncompeted | Northwest, Great Basin, California, Rocky Mountains, Upper Midwest, Lower Midwest, Lakes/Mid-Atl., Texas, Southwest, Southeast, Northeast | Residential (New), Residential (Existing) | Other | -4.4347 | 18.1167 | 38.42 | 2530.0324 | 9.3355 | 9.376 | 9.4404 | 9.5332 | 9.6712 | 9.8416 | 10.0301 | 10.2112 | 10.4753 | 10.7083 | 10.8538 | 11.0657 | 11.2866 | 11.5287 | 11.7456 | 11.9641 | 12.1692 | 12.349 | 12.5203 | 12.691 | 12.8653 | 13.0003 | 13.126 | 13.2661 | 13.3692 | 13.4412
ENERGY STAR Electric Dryers | Efficient uncompeted | Northwest, Great Basin, California, Rocky Mountains, Upper Midwest, Lower Midwest, Lakes/Mid-Atl., Texas, Southwest, Southeast, Northeast | Residential (New), Residential (Existing) | Other | -4.4347 | 18.1167 | 38.42 | 2530.0324 | 8.8842 | 8.9227 | 8.984 | 9.0723 | 9.2036 | 9.3658 | 9.5452 | 9.7175 | 9.9689 | 10.1906 | 10.3291 | 10.5307 | 10.741 | 10.9713 | 11.1777 | 11.3857 | 11.5809 | 11.752 | 11.915 | 12.0774 | 12.2433 | 12.3718 | 12.4914 | 12.6248 | 12.7228 | 12.7914
ENERGY STAR Electric Dryers | Baseline competed | Northwest, Great Basin, California, Rocky Mountains, Upper Midwest, Lower Midwest, Lakes/Mid-Atl., Texas, Southwest, Southeast, Northeast | Residential (New), Residential (Existing) | Other | -4.4347 | 18.1167 | 38.42 | 2530.0324 | 9.3355 | 9.376 | 9.4404 | 9.5332 | 9.6712 | 9.8416 | 10.0301 | 10.2112 | 10.4753 | 10.7083 | 10.8538 | 11.0657 | 11.2866 | 11.5287 | 11.7455 | 11.9641 | 12.1692 | 12.349 | 12.5203 | 12.691 | 12.8653 | 13.0003 | 13.126 | 13.2661 | 13.3691 | 13.4412
ENERGY STAR Electric Dryers | Efficient competed | Northwest, Great Basin, California, Rocky Mountains, Upper Midwest, Lower Midwest, Lakes/Mid-Atl., Texas, Southwest, Southeast, Northeast | Residential (New), Residential (Existing) | Other | -4.4347 | 18.1167 | 38.42 | 2530.0324 | 8.8842 | 8.9227 | 8.984 | 9.0723 | 9.2036 | 9.3658 | 9.5452 | 9.7175 | 9.9689 | 10.1906 | 10.3291 | 10.5307 | 10.741 | 10.9713 | 11.1777 | 11.3857 | 11.5809 | 11.752 | 11.915 | 12.0774 | 12.2433 | 12.3718 | 12.4914 | 12.6247 | 12.7228 | 12.7914
ENERGY STAR Electronics | Baseline uncompeted | Northwest, Great Basin, California, Rocky Mountains, Upper Midwest, Lower Midwest, Lakes/Mid-Atl., Texas, Southwest, Southeast, Northeast | Residential (New), Residential (Existing) | Computers and Electronics | 999 | 0 | -448.338 | -30407.2259 | 8.8562 | 8.5267 | 8.2344 | 7.9687 | 7.7434 | 7.5444 | 7.369 | 7.1969 | 7.0713 | 6.9333 | 6.7473 | 6.6022 | 6.4721 | 6.3632 | 6.2494 | 6.1452 | 6.0476 | 5.9498 | 5.8607 | 5.7783 | 5.7104 | 5.6402 | 5.5752 | 5.5326 | 5.4805 | 5.4282
ENERGY STAR Electronics | Efficient uncompeted | Northwest, Great Basin, California, Rocky Mountains, Upper Midwest, Lower Midwest, Lakes/Mid-Atl., Texas, Southwest, Southeast, Northeast | Residential (New), Residential (Existing) | Computers and Electronics | 999 | 0 | -448.338 | -30407.2259 | 7.6847 | 7.4173 | 7.1828 | 6.9722 | 6.7974 | 6.6456 | 6.5147 | 6.3864 | 6.2996 | 6.2015 | 6.0593 | 5.9535 | 5.8601 | 5.7851 | 5.7045 | 5.6319 | 5.5641 | 5.495 | 5.4328 | 5.3756 | 5.3305 | 5.2813 | 5.2353 | 5.209 | 5.1726 | 5.1352
ENERGY STAR Electronics | Baseline competed | Northwest, Great Basin, California, Rocky Mountains, Upper Midwest, Lower Midwest, Lakes/Mid-Atl., Texas, Southwest, Southeast, Northeast | Residential (New), Residential (Existing) | Computers and Electronics | 999 | 0 | -448.338 | -30407.2259 | 8.8562 | 8.5267 | 8.2344 | 7.9687 | 7.7434 | 7.5444 | 7.369 | 7.1969 | 7.0713 | 6.9333 | 6.7473 | 6.6022 | 6.4721 | 6.3632 | 6.2494 | 6.1452 | 6.0476 | 5.9498 | 5.8607 | 5.7783 | 5.7104 | 5.6402 | 5.5752 | 5.5326 | 5.4805 | 5.4282
ENERGY STAR Electronics | Efficient competed | Northwest, Great Basin, California, Rocky Mountains, Upper Midwest, Lower Midwest, Lakes/Mid-Atl., Texas, Southwest, Southeast, Northeast | Residential (New), Residential (Existing) | Computers and Electronics | 999 | 0 | -448.338 | -30407.2259 | 7.6847 | 7.4173 | 7.1828 | 6.9722 | 6.7974 | 6.6456 | 6.5147 | 6.3864 | 6.2996 | 6.2015 | 6.0593 | 5.9535 | 5.8601 | 5.7851 | 5.7045 | 5.6319 | 5.5641 | 5.495 | 5.4328 | 5.3756 | 5.3305 | 5.2813 | 5.2353 | 5.209 | 5.1726 | 5.1352
ENERGY STAR Gas Dryers v. 1.1 | Baseline uncompeted | Northwest, Great Basin, California, Rocky Mountains, Upper Midwest, Lower Midwest, Lakes/Mid-Atl., Texas, Southwest, Southeast, Northeast | Residential (New), Residential (Existing) | Other | -21.1208 | 98.726 | 167.2512 | 3161.0517 | 0.50315 | 0.49041 | 0.48492 | 0.48438 | 0.496 | 0.50632 | 0.51889 | 0.53096 | 0.54551 | 0.55874 | 0.57127 | 0.58118 | 0.59307 | 0.60795 | 0.61655 | 0.62989 | 0.64361 | 0.65378 | 0.66226 | 0.66941 | 0.68192 | 0.70714 | 0.71428 | 0.72121 | 0.73062 | 0.74154
ENERGY STAR Gas Dryers v. 1.1 | Efficient uncompeted | Northwest, Great Basin, California, Rocky Mountains, Upper Midwest, Lower Midwest, Lakes/Mid-Atl., Texas, Southwest, Southeast, Northeast | Residential (New), Residential (Existing) | Other | -21.1208 | 98.726 | 167.2512 | 3161.0517 | 0.48002 | 0.46786 | 0.46263 | 0.46211 | 0.47319 | 0.48304 | 0.49503 | 0.50654 | 0.52042 | 0.53305 | 0.54501 | 0.55446 | 0.56581 | 0.58 | 0.58821 | 0.60093 | 0.61402 | 0.62372 | 0.63182 | 0.63863 | 0.65057 | 0.67463 | 0.68144 | 0.68805 | 0.69703 | 0.70744
ENERGY STAR Gas Dryers v. 1.1 | Baseline competed | Northwest, Great Basin, California, Rocky Mountains, Upper Midwest, Lower Midwest, Lakes/Mid-Atl., Texas, Southwest, Southeast, Northeast | Residential (New), Residential (Existing) | Other | -21.1208 | 98.726 | 167.2512 | 3161.0517 | 0.25157 | 0.2452 | 0.24246 | 0.24219 | 0.248 | 0.25316 | 0.25945 | 0.26548 | 0.27275 | 0.27937 | 0.28564 | 0.29059 | 0.29654 | 0.30397 | 0.30828 | 0.31495 | 0.32181 | 0.32689 | 0.33113 | 0.3347 | 0.34096 | 0.35357 | 0.35714 | 0.3606 | 0.36531 | 0.37077
ENERGY STAR Gas Dryers v. 1.1 | Efficient competed | Northwest, Great Basin, California, Rocky Mountains, Upper Midwest, Lower Midwest, Lakes/Mid-Atl., Texas, Southwest, Southeast, Northeast | Residential (New), Residential (Existing) | Other | -21.1208 | 98.726 | 167.2512 | 3161.0517 | 0.24001 | 0.23393 | 0.23131 | 0.23105 | 0.2366 | 0.24152 | 0.24752 | 0.25327 | 0.26021 | 0.26652 | 0.2725 | 0.27723 | 0.2829 | 0.29 | 0.2941 | 0.30047 | 0.30701 | 0.31186 | 0.31591 | 0.31932 | 0.32529 | 0.33731 | 0.34072 | 0.34402 | 0.34852 | 0.35372
ENERGY STAR Gas Storage WH v. 5.0 | Baseline uncompeted | Northwest, Great Basin, California, Rocky Mountains, Upper Midwest, Lower Midwest, Lakes/Mid-Atl., Texas, Southwest, Southeast, Northeast | Residential (New), Residential (Existing) | Water Heating | 999 | 0 | -2.9513 | -55.7794 | 12.0923 | 11.677 | 11.4402 | 11.336 | 11.5287 | 11.6985 | 11.911 | 12.1057 | 12.362 | 12.5868 | 12.7987 | 12.9502 | 13.1338 | 13.3711 | 13.4614 | 13.6484 | 13.8374 | 13.946 | 14.0186 | 14.0651 | 14.2276 | 14.6572 | 14.7131 | 14.7664 | 14.8714 | 15.0073
ENERGY STAR Gas Storage WH v. 5.0 | Efficient uncompeted | Northwest, Great Basin, California, Rocky Mountains, Upper Midwest, Lower Midwest, Lakes/Mid-Atl., Texas, Southwest, Southeast, Northeast | Residential (New), Residential (Existing) | Water Heating | 999 | 0 | -2.9513 | -55.7794 | 8.8583 | 8.5541 | 8.3806 | 8.3043 | 8.4454 | 8.5698 | 8.7255 | 8.8682 | 9.0559 | 9.2206 | 9.3758 | 9.4868 | 9.6213 | 9.7951 | 9.8613 | 9.9982 | 10.1367 | 10.2162 | 10.2695 | 10.3035 | 10.4225 | 10.7372 | 10.7782 | 10.8172 | 10.8942 | 10.9937
ENERGY STAR Gas Storage WH v. 5.0 | Baseline competed | Northwest, Great Basin, California, Rocky Mountains, Upper Midwest, Lower Midwest, Lakes/Mid-Atl., Texas, Southwest, Southeast, Northeast | Residential (New), Residential (Existing) | Water Heating | 999 | 0 | -2.9513 | -55.7794 | 5.6144 | 5.4727 | 5.3771 | 5.3248 | 5.353 | 5.2262 | 5.2533 | 5.2802 | 3.7011 | 3.7749 | 3.7537 | 3.8043 | 3.8346 | 3.8612 | 3.9679 | 4.0053 | 4.0313 | 4.0709 | 4.1291 | 4.1795 | 4.1821 | 3.9895 | 3.956 | 3.9872 | 3.9189 | 3.8237
ENERGY STAR Gas Storage WH v. 5.0 | Efficient competed | Northwest, Great Basin, California, Rocky Mountains, Upper Midwest, Lower Midwest, Lakes/Mid-Atl., Texas, Southwest, Southeast, Northeast | Residential (New), Residential (Existing) | Water Heating | 999 | 0 | -2.9513 | -55.7794 | 4.1129 | 4.009 | 3.939 | 3.9007 | 3.9214 | 3.8285 | 3.8483 | 3.868 | 2.7112 | 2.7653 | 2.7498 | 2.7868 | 2.8091 | 2.8286 | 2.9067 | 2.9341 | 2.9531 | 2.9822 | 3.0248 | 3.0618 | 3.0637 | 2.9225 | 2.898 | 2.9208 | 2.8708 | 2.8011
ENERGY STAR Refrigerator | Baseline uncompeted | Northwest, Great Basin, California, Rocky Mountains, Upper Midwest, Lower Midwest, Lakes/Mid-Atl., Texas, Southwest, Southeast, Northeast | Residential (New), Residential (Existing) | Refrigeration | 999 | 0 | -234.1004 | -15883.9502 | 11.9872 | 11.7535 | 11.5902 | 11.4901 | 11.4675 | 11.5035 | 11.589 | 11.6897 | 11.8871 | 12.074 | 12.1609 | 12.3143 | 12.4941 | 12.7216 | 12.9327 | 13.1567 | 13.3813 | 13.586 | 13.7837 | 13.9692 | 14.1584 | 14.3002 | 14.4101 | 14.5431 | 14.6138 | 14.6463
ENERGY STAR Refrigerator | Efficient uncompeted | Northwest, Great Basin, California, Rocky Mountains, Upper Midwest, Lower Midwest, Lakes/Mid-Atl., Texas, Southwest, Southeast, Northeast | Residential (New), Residential (Existing) | Refrigeration | 999 | 0 | -234.1004 | -15883.9502 | 11.4657 | 11.2422 | 11.0859 | 10.9902 | 10.9686 | 11.003 | 11.0848 | 11.1811 | 11.3699 | 11.5487 | 11.6319 | 11.7786 | 11.9506 | 12.1681 | 12.37 | 12.5843 | 12.7991 | 12.9949 | 13.184 | 13.3615 | 13.5424 | 13.6781 | 13.7831 | 13.9104 | 13.978 | 14.0091
ENERGY STAR Refrigerator | Baseline competed | Northwest, Great Basin, California, Rocky Mountains, Upper Midwest, Lower Midwest, Lakes/Mid-Atl., Texas, Southwest, Southeast, Northeast | Residential (New), Residential (Existing) | Refrigeration | 999 | 0 | -234.1004 | -15883.9502 | 8.5591 | 8.4243 | 8.3319 | 8.2785 | 8.2736 | 8.0212 | 8.0842 | 8.155 | 8.2768 | 8.3921 | 8.4547 | 8.552 | 8.6627 | 8.7973 | 8.9226 | 9.0539 | 9.1847 | 9.3047 | 9.4206 | 9.5301 | 9.6407 | 9.7287 | 9.8016 | 9.885 | 9.9392 | 9.9752
ENERGY STAR Refrigerator | Efficient competed | Northwest, Great Basin, California, Rocky Mountains, Upper Midwest, Lower Midwest, Lakes/Mid-Atl., Texas, Southwest, Southeast, Northeast | Residential (New), Residential (Existing) | Refrigeration | 999 | 0 | -234.1004 | -15883.9502 | 8.1868 | 8.0578 | 7.9694 | 7.9183 | 7.9137 | 7.6722 | 7.7325 | 7.8002 | 7.9167 | 8.027 | 8.0868 | 8.1799 | 8.2858 | 8.4145 | 8.5344 | 8.66 | 8.7851 | 8.8999 | 9.0107 | 9.1154 | 9.2213 | 9.3054 | 9.3752 | 9.4549 | 9.5067 | 9.5412
ENERGY STAR Res. ASHP (FS) + Env. | Baseline uncompeted | California, Upper Midwest, Lower Midwest, Texas, Southwest, Southeast | Residential (New), Residential (Existing) | Heating (Equip.), Cooling (Equip.) | -11.0878 | 43.5504 | 62.9351 | 738.7674 | 26.7111 | 25.8771 | 25.335 | 24.9864 | 25.0701 | 25.2505 | 25.4969 | 25.7006 | 26.2103 | 26.5996 | 26.8944 | 27.1845 | 27.5739 | 28.0663 | 28.326 | 28.7197 | 29.1474 | 29.4675 | 29.7464 | 30.0087 | 30.3749 | 30.9448 | 31.1633 | 31.3872 | 31.6533 | 31.8497
ENERGY STAR Res. ASHP (FS) + Env. | Efficient uncompeted | California, Upper Midwest, Lower Midwest, Texas, Southwest, Southeast | Residential (New), Residential (Existing) | Heating (Equip.), Cooling (Equip.) | -11.0878 | 43.5504 | 62.9351 | 738.7674 | 17.5745 | 17.4854 | 17.4821 | 17.51 | 17.6205 | 17.8961 | 18.1776 | 18.3995 | 18.917 | 19.2851 | 19.5232 | 19.8544 | 20.2475 | 20.6935 | 21.031 | 21.398 | 21.8244 | 22.2076 | 22.5983 | 23.0127 | 23.3882 | 23.6341 | 23.883 | 24.168 | 24.444 | 24.5885
ENERGY STAR Res. ASHP (FS) + Env. | Baseline competed | California, Upper Midwest, Lower Midwest, Texas, Southwest, Southeast | Residential (New), Residential (Existing) | Heating (Equip.), Cooling (Equip.) | -11.0878 | 43.5504 | 62.9351 | 738.7674 | 0.00050479 | 0.00055365 | 0.0006058 | 0.00066457 | 0.00073999 | 2.1753e-07 | 2.3226e-07 | 2.5265e-07 | 4.1699e-08 | 4.455e-08 | 4.9429e-08 | 5.2275e-08 | 5.4773e-08 | 5.7168e-08 | 5.9437e-08 | 1.2349e-08 | 1.3376e-08 | 1.4752e-08 | 1.6108e-08 | 1.7456e-08 | 1.9173e-08 | 2.2274e-08 | 2.5422e-08 | 2.8343e-08 | 3.2038e-08 | 3.7539e-08
ENERGY STAR Res. ASHP (FS) + Env. | Efficient competed | California, Upper Midwest, Lower Midwest, Texas, Southwest, Southeast | Residential (New), Residential (Existing) | Heating (Equip.), Cooling (Equip.) | -11.0878 | 43.5504 | 62.9351 | 738.7674 | 0.00021106 | 0.00025753 | 0.00030789 | 0.00036417 | 0.00042603 | 1.3869e-07 | 1.4978e-07 | 1.6433e-07 | 2.9663e-08 | 3.2536e-08 | 3.6668e-08 | 3.9806e-08 | 4.2655e-08 | 4.5397e-08 | 4.8299e-08 | 1.0057e-08 | 1.0939e-08 | 1.2126e-08 | 1.3303e-08 | 1.4494e-08 | 1.5972e-08 | 1.8524e-08 | 2.1204e-08 | 2.3718e-08 | 2.6877e-08 | 3.1528e-08
ENERGY STAR Res. ASHP (FS) + Env. CC | Baseline uncompeted | Northwest, Great Basin, Rocky Mountains, Upper Midwest, Lakes/Mid-Atl., Northeast | Residential (New), Residential (Existing) | Heating (Equip.), Cooling (Equip.) | -7.4718 | 29.5169 | 43.1321 | 461.3436 | 47.0825 | 45.2241 | 43.8171 | 42.8375 | 42.7158 | 42.5647 | 42.6221 | 42.6825 | 42.9753 | 43.1868 | 43.3544 | 43.38 | 43.5228 | 43.8097 | 43.7908 | 43.9965 | 44.2257 | 44.248 | 44.2037 | 44.0472 | 44.1584 | 44.8477 | 44.7534 | 44.6787 | 44.6313 | 44.63
ENERGY STAR Res. ASHP (FS) + Env. CC | Efficient uncompeted | Northwest, Great Basin, Rocky Mountains, Upper Midwest, Lakes/Mid-Atl., Northeast | Residential (New), Residential (Existing) | Heating (Equip.), Cooling (Equip.) | -7.4718 | 29.5169 | 43.1321 | 461.3436 | 26.3696 | 26.2576 | 26.2264 | 26.3099 | 26.4629 | 26.5246 | 26.6696 | 26.939 | 27.2127 | 27.6137 | 27.7085 | 27.9511 | 28.1845 | 28.5057 | 28.9215 | 29.2972 | 29.5844 | 29.7924 | 29.9598 | 30.0376 | 30.1935 | 30.2943 | 30.3014 | 30.4595 | 30.3597 | 30.2945
ENERGY STAR Res. ASHP (FS) + Env. CC | Baseline competed | Northwest, Great Basin, Rocky Mountains, Upper Midwest, Lakes/Mid-Atl., Northeast | Residential (New), Residential (Existing) | Heating (Equip.), Cooling (Equip.) | -7.4718 | 29.5169 | 43.1321 | 461.3436 | 0.0019798 | 0.0020326 | 0.0020944 | 0.0021638 | 0.002288 | 4.092e-06 | 4.2699e-06 | 4.3508e-06 | 1.6777e-07 | 1.7123e-07 | 1.8768e-07 | 1.9431e-07 | 2.0432e-07 | 2.136e-07 | 2.0997e-07 | 4.264e-08 | 4.7338e-08 | 5.3023e-08 | 6.0006e-08 | 6.92e-08 | 7.8336e-08 | 9.0896e-08 | 1.0621e-07 | 1.1925e-07 | 1.4341e-07 | 1.7056e-07
ENERGY STAR Res. ASHP (FS) + Env. CC | Efficient competed | Northwest, Great Basin, Rocky Mountains, Upper Midwest, Lakes/Mid-Atl., Northeast | Residential (New), Residential (Existing) | Heating (Equip.), Cooling (Equip.) | -7.4718 | 29.5169 | 43.1321 | 461.3436 | 0.00099097 | 0.0011237 | 0.0012564 | 0.0013915 | 0.001542 | 2.7128e-06 | 2.8957e-06 | 3.0338e-06 | 1.2141e-07 | 1.2671e-07 | 1.4112e-07 | 1.4915e-07 | 1.5981e-07 | 1.7007e-07 | 1.7164e-07 | 3.5157e-08 | 3.9156e-08 | 4.4048e-08 | 5.0023e-08 | 5.7891e-08 | 6.5684e-08 | 7.5863e-08 | 8.8731e-08 | 9.9953e-08 | 1.2006e-07 | 1.4245e-07
ENERGY STAR Res. ASHP (LFL) + Env. | Baseline uncompeted | California, Upper Midwest, Lower Midwest, Texas, Southwest, Southeast | Residential (New), Residential (Existing) | Heating (Equip.), Cooling (Equip.) | 1.249 | 13.6016 | 23.0539 | 1596.8867 | 11.5687 | 11.4448 | 11.3683 | 11.3227 | 11.363 | 11.4689 | 11.6138 | 11.719 | 12.0717 | 12.3039 | 12.4192 | 12.6373 | 12.9366 | 13.2608 | 13.4751 | 13.7157 | 13.9146 | 14.1065 | 14.3018 | 14.5364 | 14.7852 | 14.983 | 15.1826 | 15.3718 | 15.5577 | 15.6675
ENERGY STAR Res. ASHP (LFL) + Env. | Efficient uncompeted | California, Upper Midwest, Lower Midwest, Texas, Southwest, Southeast | Residential (New), Residential (Existing) | Heating (Equip.), Cooling (Equip.) | 1.249 | 13.6016 | 23.0539 | 1596.8867 | 8.9132 | 8.8587 | 8.8423 | 8.8485 | 8.9213 | 9.0445 | 9.1981 | 9.3215 | 9.6392 | 9.8626 | 9.9926 | 10.2063 | 10.4866 | 10.7881 | 10.9999 | 11.2347 | 11.4357 | 11.63 | 11.8266 | 12.056 | 12.2984 | 12.4996 | 12.7015 | 12.8948 | 13.0855 | 13.2124
ENERGY STAR Res. ASHP (LFL) + Env. | Baseline competed | California, Upper Midwest, Lower Midwest, Texas, Southwest, Southeast | Residential (New), Residential (Existing) | Heating (Equip.), Cooling (Equip.) | 1.249 | 13.6016 | 23.0539 | 1596.8867 | 11.5456 | 11.4219 | 11.3452 | 11.2991 | 11.3384 | 0.10033 | 0.10248 | 0.10437 | 0.10011 | 0.09809 | 0.10109 | 0.099438 | 0.096722 | 0.094331 | 0.093016 | 0.043889 | 0.044382 | 0.04606 | 0.046901 | 0.047268 | 0.047951 | 0.049493 | 0.050638 | 0.051488 | 0.052888 | 0.055497
ENERGY STAR Res. ASHP (LFL) + Env. | Efficient competed | California, Upper Midwest, Lower Midwest, Texas, Southwest, Southeast | Residential (New), Residential (Existing) | Heating (Equip.), Cooling (Equip.) | 1.249 | 13.6016 | 23.0539 | 1596.8867 | 8.8938 | 8.8395 | 8.8228 | 8.8286 | 8.9005 | 0.079468 | 0.081519 | 0.083383 | 0.080276 | 0.078962 | 0.081678 | 0.080643 | 0.078726 | 0.077053 | 0.076235 | 0.036095 | 0.036621 | 0.038123 | 0.038934 | 0.039352 | 0.040035 | 0.041441 | 0.042516 | 0.043344 | 0.044639 | 0.046961
ENERGY STAR Res. ASHP (LFL) + Env. CC | Baseline uncompeted | Northwest, Great Basin, Rocky Mountains, Upper Midwest, Lakes/Mid-Atl., Northeast | Residential (New), Residential (Existing) | Heating (Equip.), Cooling (Equip.) | 10.0381 | 7.5896 | 15.8276 | 815.8797 | 3.7031 | 3.69 | 3.6794 | 3.686 | 3.7068 | 3.7162 | 3.7345 | 3.7709 | 3.7972 | 3.8395 | 3.8473 | 3.8879 | 3.9258 | 3.9735 | 4.0222 | 4.0707 | 4.1145 | 4.1505 | 4.1802 | 4.204 | 4.2403 | 4.2743 | 4.3032 | 4.3409 | 4.3538 | 4.3783
ENERGY STAR Res. ASHP (LFL) + Env. CC | Efficient uncompeted | Northwest, Great Basin, Rocky Mountains, Upper Midwest, Lakes/Mid-Atl., Northeast | Residential (New), Residential (Existing) | Heating (Equip.), Cooling (Equip.) | 10.0381 | 7.5896 | 15.8276 | 815.8797 | 2.6156 | 2.626 | 2.638 | 2.6619 | 2.6973 | 2.7235 | 2.7557 | 2.8016 | 2.8395 | 2.8908 | 2.9136 | 2.9631 | 3.0094 | 3.0638 | 3.1179 | 3.172 | 3.223 | 3.2686 | 3.3092 | 3.3439 | 3.3891 | 3.4325 | 3.4715 | 3.5182 | 3.5437 | 3.579
ENERGY STAR Res. ASHP (LFL) + Env. CC | Baseline competed | Northwest, Great Basin, Rocky Mountains, Upper Midwest, Lakes/Mid-Atl., Northeast | Residential (New), Residential (Existing) | Heating (Equip.), Cooling (Equip.) | 10.0381 | 7.5896 | 15.8276 | 815.8797 | 3.7027 | 3.6896 | 3.679 | 3.6855 | 3.7064 | 1.7887 | 1.7773 | 1.761 | 1.7417 | 1.7199 | 1.7114 | 1.6911 | 1.675 | 1.6547 | 1.636 | 1.1206 | 1.1089 | 1.0991 | 1.0935 | 1.0931 | 1.0857 | 1.0823 | 1.0829 | 1.0774 | 1.0902 | 1.1
ENERGY STAR Res. ASHP (LFL) + Env. CC | Efficient competed | Northwest, Great Basin, Rocky Mountains, Upper Midwest, Lakes/Mid-Atl., Northeast | Residential (New), Residential (Existing) | Heating (Equip.), Cooling (Equip.) | 10.0381 | 7.5896 | 15.8276 | 815.8797 | 2.6152 | 2.6256 | 2.6376 | 2.6614 | 2.6969 | 1.1826 | 1.1833 | 1.18 | 1.1735 | 1.166 | 1.1677 | 1.1607 | 1.1562 | 1.1483 | 1.1409 | 0.76814 | 0.76436 | 0.76207 | 0.7628 | 0.76702 | 0.76605 | 0.76814 | 0.77303 | 0.77345 | 0.78748 | 0.79946
ENERGY STAR Res. ASHP (RST) + Env. | Baseline uncompeted | California, Upper Midwest, Lower Midwest, Texas, Southwest, Southeast | Residential (New), Residential (Existing) | Heating (Equip.), Cooling (Equip.) | -4.4154 | 21.9392 | 37.9926 | 2739.1638 | 12.3592 | 12.1862 | 12.0616 | 11.9592 | 11.9386 | 12.0216 | 12.0894 | 12.108 | 12.3599 | 12.4828 | 12.5114 | 12.6157 | 12.7512 | 12.9115 | 12.9962 | 13.1198 | 13.265 | 13.3889 | 13.5063 | 13.6307 | 13.7323 | 13.7799 | 13.8414 | 13.9126 | 13.9905 | 13.9767
ENERGY STAR Res. ASHP (RST) + Env. | Efficient uncompeted | California, Upper Midwest, Lower Midwest, Texas, Southwest, Southeast | Residential (New), Residential (Existing) | Heating (Equip.), Cooling (Equip.) | -4.4154 | 21.9392 | 37.9926 | 2739.1638 | 5.5634 | 5.5449 | 5.5516 | 5.5659 | 5.6184 | 5.725 | 5.8266 | 5.9058 | 6.0943 | 6.2301 | 6.3217 | 6.4495 | 6.5993 | 6.7656 | 6.8916 | 7.0346 | 7.1915 | 7.3356 | 7.4765 | 7.6243 | 7.7635 | 7.8758 | 7.9924 | 8.1139 | 8.2368 | 8.3081
ENERGY STAR Res. ASHP (RST) + Env. | Baseline competed | California, Upper Midwest, Lower Midwest, Texas, Southwest, Southeast | Residential (New), Residential (Existing) | Heating (Equip.), Cooling (Equip.) | -4.4154 | 21.9392 | 37.9926 | 2739.1638 | 9.3952 | 9.1628 | 8.9818 | 8.8249 | 8.7524 | 0.12561 | 0.12303 | 0.12048 | 0.098412 | 0.094209 | 0.092208 | 0.088509 | 0.084765 | 0.081275 | 0.078125 | 0.044285 | 0.042783 | 0.042187 | 0.041261 | 0.04033 | 0.039606 | 0.039543 | 0.039115 | 0.038401 | 0.037974 | 0.038246
ENERGY STAR Res. ASHP (RST) + Env. | Efficient competed | California, Upper Midwest, Lower Midwest, Texas, Southwest, Southeast | Residential (New), Residential (Existing) | Heating (Equip.), Cooling (Equip.) | -4.4154 | 21.9392 | 37.9926 | 2739.1638 | 4.2291 | 4.1691 | 4.134 | 4.1071 | 4.1189 | 0.059416 | 0.058881 | 0.058334 | 0.042666 | 0.041368 | 0.040932 | 0.039762 | 0.038567 | 0.037451 | 0.036475 | 0.021054 | 0.020606 | 0.020552 | 0.020341 | 0.020121 | 0.019995 | 0.020195 | 0.020204 | 0.020062 | 0.02005 | 0.0204
ENERGY STAR Res. ASHP (RST) + Env. CC | Baseline uncompeted | Northwest, Great Basin, Rocky Mountains, Upper Midwest, Lakes/Mid-Atl., Northeast | Residential (New), Residential (Existing) | Heating (Equip.), Cooling (Equip.) | -1.0475 | 16.3352 | 31.811 | 1771.99 | 7.4859 | 7.4357 | 7.3938 | 7.3916 | 7.4046 | 7.3946 | 7.4027 | 7.4399 | 7.4681 | 7.515 | 7.5164 | 7.5424 | 7.5788 | 7.625 | 7.6982 | 7.7706 | 7.8132 | 7.8346 | 7.8441 | 7.8541 | 7.8817 | 7.9018 | 7.9035 | 7.9287 | 7.9142 | 7.9061
ENERGY STAR Res. ASHP (RST) + Env. CC | Efficient uncompeted | Northwest, Great Basin, Rocky Mountains, Upper Midwest, Lakes/Mid-Atl., Northeast | Residential (New), Residential (Existing) | Heating (Equip.), Cooling (Equip.) | -1.0475 | 16.3352 | 31.811 | 1771.99 | 2.783 | 2.7993 | 2.8202 | 2.8562 | 2.904 | 2.9433 | 2.9887 | 3.0486 | 3.1077 | 3.1787 | 3.2298 | 3.291 | 3.3587 | 3.4333 | 3.5183 | 3.6022 | 3.6753 | 3.7417 | 3.8032 | 3.8615 | 3.9297 | 3.9937 | 4.0477 | 4.1179 | 4.1647 | 4.2143
ENERGY STAR Res. ASHP (RST) + Env. CC | Baseline competed | Northwest, Great Basin, Rocky Mountains, Upper Midwest, Lakes/Mid-Atl., Northeast | Residential (New), Residential (Existing) | Heating (Equip.), Cooling (Equip.) | -1.0475 | 16.3352 | 31.811 | 1771.99 | 6.713 | 6.6489 | 6.5931 | 6.5775 | 6.5768 | 1.9954 | 1.935 | 1.8657 | 1.4211 | 1.3473 | 1.2838 | 1.2149 | 1.1504 | 1.0846 | 1.0171 | 0.61261 | 0.57668 | 0.5438 | 0.51498 | 0.48967 | 0.46159 | 0.43764 | 0.4184 | 0.39421 | 0.38063 | 0.36765
ENERGY STAR Res. ASHP (RST) + Env. CC | Efficient competed | Northwest, Great Basin, Rocky Mountains, Upper Midwest, Lakes/Mid-Atl., Northeast | Residential (New), Residential (Existing) | Heating (Equip.), Cooling (Equip.) | -1.0475 | 16.3352 | 31.811 | 1771.99 | 2.4957 | 2.5031 | 2.5148 | 2.5416 | 2.5794 | 0.78537 | 0.77184 | 0.75453 | 0.40842 | 0.39115 | 0.37591 | 0.35898 | 0.34371 | 0.32807 | 0.3106 | 0.20221 | 0.1928 | 0.18417 | 0.17665 | 0.17001 | 0.16226 | 0.15546 | 0.15011 | 0.14309 | 0.13946 | 0.13554
ENERGY STAR Res. GSHP (FS) | Baseline uncompeted | Northwest, Great Basin, California, Rocky Mountains, Upper Midwest, Lower Midwest, Lakes/Mid-Atl., Texas, Southwest, Southeast, Northeast | Residential (New), Residential (Existing) | Heating (Equip.), Cooling (Equip.) | -21.3624 | 999 | 163.5174 | 1443.0896 | 73.7936 | 71.1012 | 69.152 | 67.8239 | 67.7859 | 67.8152 | 68.119 | 68.3831 | 69.1856 | 69.7864 | 70.2488 | 70.5644 | 71.0967 | 71.8759 | 72.1168 | 72.7161 | 73.373 | 73.7156 | 73.9502 | 74.0559 | 74.5333 | 75.7925 | 75.9168 | 76.0659 | 76.2847 | 76.4797
ENERGY STAR Res. GSHP (FS) | Efficient uncompeted | Northwest, Great Basin, California, Rocky Mountains, Upper Midwest, Lower Midwest, Lakes/Mid-Atl., Texas, Southwest, Southeast, Northeast | Residential (New), Residential (Existing) | Heating (Equip.), Cooling (Equip.) | -21.3624 | 999 | 163.5174 | 1443.0896 | 56.4398 | 55.8594 | 55.4962 | 55.3268 | 55.3496 | 55.4465 | 55.6695 | 55.9986 | 56.6631 | 57.3336 | 57.463 | 57.8803 | 58.3621 | 59.0184 | 59.6739 | 60.3095 | 60.9011 | 61.3471 | 61.755 | 62.0732 | 62.4498 | 62.6223 | 62.6824 | 62.9744 | 62.9365 | 62.8078
ENERGY STAR Res. GSHP (FS) | Baseline competed | Northwest, Great Basin, California, Rocky Mountains, Upper Midwest, Lower Midwest, Lakes/Mid-Atl., Texas, Southwest, Southeast, Northeast | Residential (New), Residential (Existing) | Heating (Equip.), Cooling (Equip.) | -21.3624 | 999 | 163.5174 | 1443.0896 | 2.54e-13 | 3.03e-13 | 2.89e-13 | 4.49e-13 | 3.87e-13 | -4.7e-14 | -8.3e-14 | 9e-15 | -1.19e-13 | 5.9e-14 | 1.34e-13 | -1.7e-14 | 1.32e-13 | 1e-13 | 1e-14 | 2.2e-14 | -7e-14 | 5.7e-14 | 2e-14 | 1.5e-14 | 1.02e-13 | -1.9e-14 | 9.2e-14 | -3.4e-14 | 7.6e-14 | -4.9e-14
ENERGY STAR Res. GSHP (FS) | Efficient competed | Northwest, Great Basin, California, Rocky Mountains, Upper Midwest, Lower Midwest, Lakes/Mid-Atl., Texas, Southwest, Southeast, Northeast | Residential (New), Residential (Existing) | Heating (Equip.), Cooling (Equip.) | -21.3624 | 999 | 163.5174 | 1443.0896 | 1.35e-13 | 1.67e-13 | 1.65e-13 | 1.42e-13 | 2.31e-13 | 8.3e-14 | -8e-15 | 4.3e-14 | -1.31e-13 | 2.3e-14 | 3.6e-14 | -5.5e-14 | -5.4e-14 | -4.3e-14 | -7e-14 | -3.4e-14 | 6.2e-14 | 5e-15 | -2.7e-14 | -2.5e-14 | -2e-14 | -4.9e-14 | -1.2e-14 | 2e-15 | -1.4e-14 | 8.1e-14
ENERGY STAR Res. GSHP (LFL) | Baseline uncompeted | Northwest, Great Basin, California, Rocky Mountains, Upper Midwest, Lower Midwest, Lakes/Mid-Atl., Texas, Southwest, Southeast, Northeast | Residential (New), Residential (Existing) | Heating (Equip.), Cooling (Equip.) | 999 | 999 | 999 | 999 | 0.85967 | 0.89142 | 0.92567 | 0.96205 | 1.0027 | 1.0447 | 1.0896 | 1.1369 | 1.194 | 1.2488 | 1.3001 | 1.3618 | 1.425 | 1.4926 | 1.5569 | 1.6225 | 1.6865 | 1.7453 | 1.8018 | 1.8558 | 1.9114 | 1.961 | 2.0086 | 2.0598 | 2.1013 | 2.1408
ENERGY STAR Res. GSHP (LFL) | Efficient uncompeted | Northwest, Great Basin, California, Rocky Mountains, Upper Midwest, Lower Midwest, Lakes/Mid-Atl., Texas, Southwest, Southeast, Northeast | Residential (New), Residential (Existing) | Heating (Equip.), Cooling (Equip.) | 999 | 999 | 999 | 999 | 0.87722 | 0.90946 | 0.94424 | 0.98118 | 1.0224 | 1.0651 | 1.1107 | 1.1586 | 1.2166 | 1.2722 | 1.3243 | 1.3868 | 1.451 | 1.5195 | 1.5847 | 1.6512 | 1.7161 | 1.7757 | 1.8329 | 1.8875 | 1.9438 | 1.9939 | 2.042 | 2.0937 | 2.1357 | 2.1755
ENERGY STAR Res. GSHP (LFL) | Baseline competed | Northwest, Great Basin, California, Rocky Mountains, Upper Midwest, Lower Midwest, Lakes/Mid-Atl., Texas, Southwest, Southeast, Northeast | Residential (New), Residential (Existing) | Heating (Equip.), Cooling (Equip.) | 999 | 999 | 999 | 999 | 0.013024 | 0.01481 | 0.01665 | 0.018573 | 0.020559 | 0.022587 | 0.024645 | 0.026743 | 0.039533 | 0.056111 | 0.24703 | 0.23811 | 0.22922 | 0.22041 | 0.21175 | 0.20323 | 0.19494 | 0.18705 | 0.17947 | 0.17221 | 0.1652 | 0.15861 | 0.15236 | 0.14634 | 0.1408 | 0.1355
ENERGY STAR Res. GSHP (LFL) | Efficient competed | Northwest, Great Basin, California, Rocky Mountains, Upper Midwest, Lower Midwest, Lakes/Mid-Atl., Texas, Southwest, Southeast, Northeast | Residential (New), Residential (Existing) | Heating (Equip.), Cooling (Equip.) | 999 | 999 | 999 | 999 | 0.01329 | 0.01511 | 0.016984 | 0.018943 | 0.020964 | 0.023027 | 0.025121 | 0.027255 | 0.040282 | 0.057163 | 0.25162 | 0.24249 | 0.2334 | 0.22439 | 0.21553 | 0.20683 | 0.19836 | 0.19031 | 0.18257 | 0.17516 | 0.16799 | 0.16127 | 0.1549 | 0.14876 | 0.1431 | 0.1377
ENERGY STAR Res. GSHP (RST) | Baseline uncompeted | Northwest, Great Basin, California, Rocky Mountains, Upper Midwest, Lower Midwest, Lakes/Mid-Atl., Texas, Southwest, Southeast, Northeast | Residential (New), Residential (Existing) | Heating (Equip.), Cooling (Equip.) | -15.8486 | 64.3464 | 121.0242 | 7832.4069 | 19.8451 | 19.6218 | 19.4554 | 19.3509 | 19.3431 | 19.4162 | 19.4921 | 19.5479 | 19.828 | 19.9978 | 20.0278 | 20.1581 | 20.33 | 20.5366 | 20.6945 | 20.8904 | 21.0782 | 21.2235 | 21.3504 | 21.4848 | 21.614 | 21.6817 | 21.7449 | 21.8412 | 21.9047 | 21.8828
ENERGY STAR Res. GSHP (RST) | Efficient uncompeted | Northwest, Great Basin, California, Rocky Mountains, Upper Midwest, Lower Midwest, Lakes/Mid-Atl., Texas, Southwest, Southeast, Northeast | Residential (New), Residential (Existing) | Heating (Equip.), Cooling (Equip.) | -15.8486 | 64.3464 | 121.0242 | 7832.4069 | 9.2621 | 9.2181 | 9.2072 | 9.2223 | 9.2928 | 9.4145 | 9.5381 | 9.6519 | 9.8841 | 10.0723 | 10.1924 | 10.3611 | 10.5606 | 10.7845 | 10.977 | 11.186 | 11.397 | 11.5882 | 11.7723 | 11.9607 | 12.1504 | 12.3078 | 12.4605 | 12.6346 | 12.7869 | 12.8883
ENERGY STAR Res. GSHP (RST) | Baseline competed | Northwest, Great Basin, California, Rocky Mountains, Upper Midwest, Lower Midwest, Lakes/Mid-Atl., Texas, Southwest, Southeast, Northeast | Residential (New), Residential (Existing) | Heating (Equip.), Cooling (Equip.) | -15.8486 | 64.3464 | 121.0242 | 7832.4069 | 8.4823e-08 | 8.1563e-08 | 7.8992e-08 | 7.6365e-08 | 7.4597e-08 | 3.3498e-09 | 3.2142e-09 | 3.1084e-09 | 5.2039e-08 | 1.6894e-08 | 5.7407e-11 | 5.5122e-11 | 5.2631e-11 | 5.0085e-11 | 4.8193e-11 | 2.899e-11 | 2.7654e-11 | 2.6646e-11 | 2.5581e-11 | 2.4633e-11 | 2.3726e-11 | 2.3131e-11 | 2.2539e-11 | 2.1827e-11 | 2.1325e-11 | 2.124e-11
ENERGY STAR Res. GSHP (RST) | Efficient competed | Northwest, Great Basin, California, Rocky Mountains, Upper Midwest, Lower Midwest, Lakes/Mid-Atl., Texas, Southwest, Southeast, Northeast | Residential (New), Residential (Existing) | Heating (Equip.), Cooling (Equip.) | -15.8486 | 64.3464 | 121.0242 | 7832.4069 | 4.162e-08 | 4.0253e-08 | 3.9248e-08 | 3.818e-08 | 3.7558e-08 | 1.5173e-09 | 1.4696e-09 | 1.4335e-09 | 1.9216e-08 | 6.2748e-09 | 2.1436e-11 | 2.0684e-11 | 1.9905e-11 | 1.9109e-11 | 1.8476e-11 | 1.1567e-11 | 1.1156e-11 | 1.0836e-11 | 1.0536e-11 | 1.0243e-11 | 9.957e-12 | 9.804e-12 | 9.648e-12 | 9.405e-12 | 9.278e-12 | 9.274e-12
ENERGY STAR Res. HPWH | Baseline uncompeted | Northwest, Great Basin, California, Rocky Mountains, Upper Midwest, Lower Midwest, Lakes/Mid-Atl., Texas, Southwest, Southeast, Northeast | Residential (New), Residential (Existing) | Water Heating | 75.9257 | 1.3168 | 2.4248 | 156.8017 | 22.662 | 22.1952 | 21.8168 | 21.5245 | 21.3436 | 21.2343 | 21.1773 | 21.1097 | 21.4403 | 21.6906 | 21.8062 | 22.0702 | 22.3753 | 22.7321 | 23.0123 | 23.3083 | 23.5514 | 23.7473 | 23.9232 | 24.1019 | 24.2824 | 24.3844 | 24.4718 | 24.577 | 24.6237 | 24.6025
ENERGY STAR Res. HPWH | Efficient uncompeted | Northwest, Great Basin, California, Rocky Mountains, Upper Midwest, Lower Midwest, Lakes/Mid-Atl., Texas, Southwest, Southeast, Northeast | Residential (New), Residential (Existing) | Water Heating | 75.9257 | 1.3168 | 2.4248 | 156.8017 | 6.3866 | 6.255 | 6.1484 | 6.066 | 6.015 | 5.9842 | 5.9681 | 5.9491 | 6.0423 | 6.1128 | 6.1454 | 6.2198 | 6.3058 | 6.4063 | 6.4853 | 6.5687 | 6.6372 | 6.6924 | 6.742 | 6.7923 | 6.8432 | 6.872 | 6.8966 | 6.9263 | 6.9394 | 6.9334
ENERGY STAR Res. HPWH | Baseline competed | Northwest, Great Basin, California, Rocky Mountains, Upper Midwest, Lower Midwest, Lakes/Mid-Atl., Texas, Southwest, Southeast, Northeast | Residential (New), Residential (Existing) | Water Heating | 75.9257 | 1.3168 | 2.4248 | 156.8017 | 22.662 | 22.1952 | 21.8168 | 21.5245 | 21.3436 | 21.2343 | 21.1773 | 21.1097 | 21.4403 | 21.6906 | 21.8062 | 22.0702 | 22.3753 | 22.7321 | 23.0123 | 23.3083 | 23.5514 | 23.7473 | 23.9232 | 24.1018 | 24.2824 | 24.3844 | 24.4718 | 24.577 | 24.6237 | 24.6025
ENERGY STAR Res. HPWH | Efficient competed | Northwest, Great Basin, California, Rocky Mountains, Upper Midwest, Lower Midwest, Lakes/Mid-Atl., Texas, Southwest, Southeast, Northeast | Residential (New), Residential (Existing) | Water Heating | 75.9257 | 1.3168 | 2.4248 | 156.8017 | 6.3866 | 6.255 | 6.1484 | 6.066 | 6.015 | 5.9842 | 5.9681 | 5.9491 | 6.0423 | 6.1128 | 6.1454 | 6.2198 | 6.3058 | 6.4063 | 6.4853 | 6.5687 | 6.6372 | 6.6924 | 6.742 | 6.7923 | 6.8432 | 6.872 | 6.8966 | 6.9263 | 6.9394 | 6.9334
ENERGY STAR Res. HPWH (FS) 120V | Baseline uncompeted | Northwest, Great Basin, California, Rocky Mountains, Upper Midwest, Lower Midwest, Lakes/Mid-Atl., Texas, Southwest, Southeast, Northeast | Residential (New), Residential (Existing) | Water Heating | -11.5953 | 0 | -16.0945 | -88.5875 | 14.638 | 13.95 | 13.4719 | 13.1624 | 13.1755 | 13.186 | 13.2454 | 13.2882 | 13.3916 | 13.4631 | 13.5197 | 13.5123 | 13.5349 | 13.6064 | 13.5418 | 13.5656 | 13.5936 | 13.5485 | 13.4754 | 13.3766 | 13.3809 | 13.6123 | 13.5284 | 13.4469 | 13.4086 | 13.394
ENERGY STAR Res. HPWH (FS) 120V | Efficient uncompeted | Northwest, Great Basin, California, Rocky Mountains, Upper Midwest, Lower Midwest, Lakes/Mid-Atl., Texas, Southwest, Southeast, Northeast | Residential (New), Residential (Existing) | Water Heating | -11.5953 | 0 | -16.0945 | -88.5875 | 13.5795 | 13.4345 | 13.366 | 13.3575 | 13.3892 | 13.4406 | 13.5117 | 13.6034 | 13.7339 | 13.8721 | 13.8921 | 13.9548 | 14.0144 | 14.1024 | 14.1915 | 14.2598 | 14.3161 | 14.3424 | 14.3725 | 14.3831 | 14.3988 | 14.3403 | 14.2568 | 14.2441 | 14.1528 | 14.0522
ENERGY STAR Res. HPWH (FS) 120V | Baseline competed | Northwest, Great Basin, California, Rocky Mountains, Upper Midwest, Lower Midwest, Lakes/Mid-Atl., Texas, Southwest, Southeast, Northeast | Residential (New), Residential (Existing) | Water Heating | -11.5953 | 0 | -16.0945 | -88.5875 | 3.2827e-05 | 3.0789e-05 | 2.9173e-05 | 2.7901e-05 | 2.8022e-05 | 2.2615e-05 | 2.336e-05 | 2.369e-05 | 0.91827 | 0.87273 | 0.88049 | 0.8481 | 0.82697 | 0.80788 | 0.74948 | 0.72745 | 0.7118 | 0.68928 | 0.65824 | 0.6298 | 0.62559 | 0.71147 | 0.72328 | 0.70507 | 0.73291 | 0.77361
ENERGY STAR Res. HPWH (FS) 120V | Efficient competed | Northwest, Great Basin, California, Rocky Mountains, Upper Midwest, Lower Midwest, Lakes/Mid-Atl., Texas, Southwest, Southeast, Northeast | Residential (New), Residential (Existing) | Water Heating | -11.5953 | 0 | -16.0945 | -88.5875 | 2.0433e-05 | 1.9102e-05 | 1.8302e-05 | 1.7772e-05 | 1.8462e-05 | 1.613e-05 | 1.7019e-05 | 1.7587e-05 | 0.83357 | 0.79558 | 0.80455 | 0.77835 | 0.76194 | 0.74782 | 0.69651 | 0.67885 | 0.66664 | 0.64774 | 0.6203 | 0.59522 | 0.59369 | 0.67833 | 0.69123 | 0.67572 | 0.70335 | 0.74359
ENERGY STAR Res. HPWH (FS) 240V | Baseline uncompeted | Northwest, Great Basin, California, Rocky Mountains, Upper Midwest, Lower Midwest, Lakes/Mid-Atl., Texas, Southwest, Southeast, Northeast | Residential (New), Residential (Existing) | Water Heating | 999 | 0 | -5.3891 | -57.0175 | 14.638 | 13.95 | 13.4719 | 13.1624 | 13.1755 | 13.186 | 13.2454 | 13.2882 | 13.3916 | 13.4631 | 13.5197 | 13.5123 | 13.5349 | 13.6064 | 13.5418 | 13.5656 | 13.5936 | 13.5485 | 13.4754 | 13.3766 | 13.3809 | 13.6123 | 13.5284 | 13.4469 | 13.4086 | 13.394
ENERGY STAR Res. HPWH (FS) 240V | Efficient uncompeted | Northwest, Great Basin, California, Rocky Mountains, Upper Midwest, Lower Midwest, Lakes/Mid-Atl., Texas, Southwest, Southeast, Northeast | Residential (New), Residential (Existing) | Water Heating | 999 | 0 | -5.3891 | -57.0175 | 9.053 | 8.9563 | 8.9107 | 8.905 | 8.9261 | 8.9604 | 9.0078 | 9.0689 | 9.156 | 9.248 | 9.2614 | 9.3032 | 9.3429 | 9.4016 | 9.461 | 9.5065 | 9.5441 | 9.5616 | 9.5817 | 9.5887 | 9.5992 | 9.5602 | 9.5045 | 9.4961 | 9.4352 | 9.3681
ENERGY STAR Res. HPWH (FS) 240V | Baseline competed | Northwest, Great Basin, California, Rocky Mountains, Upper Midwest, Lower Midwest, Lakes/Mid-Atl., Texas, Southwest, Southeast, Northeast | Residential (New), Residential (Existing) | Water Heating | 999 | 0 | -5.3891 | -57.0175 | 3.7031 | 3.3372 | 3.1058 | 2.9674 | 3.0109 | 2.4682 | 2.6093 | 2.7284 | 4.8208 | 4.8012 | 4.8952 | 4.83 | 4.8215 | 4.866 | 4.6632 | 4.6432 | 4.6422 | 4.5499 | 4.4025 | 4.2419 | 4.2501 | 4.765 | 4.7388 | 4.621 | 4.6903 | 4.8214
ENERGY STAR Res. HPWH (FS) 240V | Efficient competed | Northwest, Great Basin, California, Rocky Mountains, Upper Midwest, Lower Midwest, Lakes/Mid-Atl., Texas, Southwest, Southeast, Northeast | Residential (New), Residential (Existing) | Water Heating | 999 | 0 | -5.3891 | -57.0175 | 1.5366 | 1.3803 | 1.299 | 1.26 | 1.3224 | 1.1736 | 1.2674 | 1.3504 | 2.9174 | 2.9178 | 2.982 | 2.9552 | 2.9616 | 3.0028 | 2.8891 | 2.8887 | 2.8984 | 2.8505 | 2.7658 | 2.6726 | 2.689 | 3.0287 | 3.0192 | 2.9525 | 3.0007 | 3.0895
ENERGY STAR Res. HPWH (FS) New | Baseline uncompeted | Northwest, Great Basin, California, Rocky Mountains, Upper Midwest, Lower Midwest, Lakes/Mid-Atl., Texas, Southwest, Southeast, Northeast | Residential (New), Residential (Existing) | Water Heating | 43.0436 | 2.3124 | 2.7294 | 28.8981 | 0.15113 | 0.28775 | 0.4175 | 0.54551 | 0.68366 | 0.82001 | 0.95873 | 1.0971 | 1.2401 | 1.3792 | 1.5173 | 1.6494 | 1.7852 | 1.9288 | 2.0529 | 2.1917 | 2.3324 | 2.4596 | 2.5802 | 2.6943 | 2.8284 | 3.0126 | 3.1289 | 3.2435 | 3.3665 | 3.4949
ENERGY STAR Res. HPWH (FS) New | Efficient uncompeted | Northwest, Great Basin, California, Rocky Mountains, Upper Midwest, Lower Midwest, Lakes/Mid-Atl., Texas, Southwest, Southeast, Northeast | Residential (New), Residential (Existing) | Water Heating | 43.0436 | 2.3124 | 2.7294 | 28.8981 | 0.089454 | 0.17664 | 0.26355 | 0.35136 | 0.44053 | 0.53009 | 0.61963 | 0.7098 | 0.8039 | 0.89714 | 0.98293 | 1.0732 | 1.1643 | 1.2591 | 1.3537 | 1.4492 | 1.544 | 1.6353 | 1.7259 | 1.8158 | 1.9058 | 1.9853 | 2.0619 | 2.1458 | 2.2212 | 2.2911
ENERGY STAR Res. HPWH (FS) New | Baseline competed | Northwest, Great Basin, California, Rocky Mountains, Upper Midwest, Lower Midwest, Lakes/Mid-Atl., Texas, Southwest, Southeast, Northeast | Residential (New), Residential (Existing) | Water Heating | 43.0436 | 2.3124 | 2.7294 | 28.8981 | 0.056753 | 0.099842 | 0.13897 | 0.1791 | 0.23673 | 0.28083 | 0.34915 | 0.42213 | 1.2401 | 1.3792 | 1.5173 | 1.6494 | 1.7852 | 1.9288 | 2.0528 | 2.1917 | 2.3324 | 2.4595 | 2.5801 | 2.6942 | 2.8283 | 3.0125 | 3.1288 | 3.2434 | 3.3665 | 3.4949
ENERGY STAR Res. HPWH (FS) New | Efficient competed | Northwest, Great Basin, California, Rocky Mountains, Upper Midwest, Lower Midwest, Lakes/Mid-Atl., Texas, Southwest, Southeast, Northeast | Residential (New), Residential (Existing) | Water Heating | 43.0436 | 2.3124 | 2.7294 | 28.8981 | 0.027633 | 0.048866 | 0.068963 | 0.09043 | 0.12316 | 0.15134 | 0.19169 | 0.23547 | 0.80388 | 0.89712 | 0.9829 | 1.0732 | 1.1643 | 1.259 | 1.3536 | 1.4492 | 1.544 | 1.6353 | 1.7258 | 1.8158 | 1.9058 | 1.9852 | 2.0618 | 2.1458 | 2.2211 | 2.2911
ESTAR IECC Res. N-Elec. Env. | Baseline uncompeted | Northwest, Great Basin, California, Rocky Mountains, Upper Midwest, Lower Midwest, Lakes/Mid-Atl., Texas, Southwest, Southeast, Northeast | Residential (New), Residential (Existing) | Heating (Equip.) | 36.4479 | 2.7421 | 4.0776 | 76.3522 | 67.6796 | 64.5309 | 62.1528 | 60.4759 | 60.0824 | 59.7268 | 59.6972 | 59.6777 | 60.0193 | 60.2115 | 60.3455 | 60.226 | 60.249 | 60.4815 | 60.1927 | 60.2668 | 60.3875 | 60.1977 | 59.889 | 59.4173 | 59.3179 | 60.0872 | 59.7015 | 59.3007 | 59.0057 | 58.7698
ESTAR IECC Res. N-Elec. Env. | Efficient uncompeted | Northwest, Great Basin, California, Rocky Mountains, Upper Midwest, Lower Midwest, Lakes/Mid-Atl., Texas, Southwest, Southeast, Northeast | Residential (New), Residential (Existing) | Heating (Equip.) | 36.4479 | 2.7421 | 4.0776 | 76.3522 | 37.9117 | 36.3658 | 35.2311 | 34.4798 | 34.4429 | 34.4231 | 34.5846 | 34.7502 | 35.1197 | 35.3975 | 35.6365 | 35.7233 | 35.8892 | 36.1767 | 36.1503 | 36.3388 | 36.5537 | 36.5776 | 36.5251 | 36.3683 | 36.4331 | 37.0221 | 36.9074 | 36.78 | 36.7121 | 36.6755
ESTAR IECC Res. N-Elec. Env. | Baseline competed | Northwest, Great Basin, California, Rocky Mountains, Upper Midwest, Lower Midwest, Lakes/Mid-Atl., Texas, Southwest, Southeast, Northeast | Residential (New), Residential (Existing) | Heating (Equip.) | 36.4479 | 2.7421 | 4.0776 | 76.3522 | 2.0498 | 2.2995 | 2.4651 | 2.6278 | 2.7026 | 2.5709 | 2.6155 | 2.6559 | 3.9676 | 3.9844 | 4.0076 | 4.0554 | 4.0912 | 4.1077 | 4.1729 | 0.60449 | 0.63292 | 0.66809 | 0.72023 | 0.78443 | 0.83042 | 0.87009 | 0.96236 | 1.0433 | 1.1756 | 1.3382
ESTAR IECC Res. N-Elec. Env. | Efficient competed | Northwest, Great Basin, California, Rocky Mountains, Upper Midwest, Lower Midwest, Lakes/Mid-Atl., Texas, Southwest, Southeast, Northeast | Residential (New), Residential (Existing) | Heating (Equip.) | 36.4479 | 2.7421 | 4.0776 | 76.3522 | 1.1389 | 1.2853 | 1.386 | 1.486 | 1.5366 | 1.4665 | 1.4998 | 1.5306 | 2.3016 | 2.3219 | 2.3457 | 2.3839 | 2.415 | 2.4345 | 2.483 | 0.36106 | 0.37949 | 0.40208 | 0.43504 | 0.4755 | 0.50511 | 0.53093 | 0.58916 | 0.64074 | 0.72427 | 0.82695
Min. Eff. Com. ASHP (FS) | Baseline uncompeted | California, Upper Midwest, Lower Midwest, Texas, Southwest, Southeast | Commercial (New), Commercial (Existing) | Heating (Equip.), Cooling (Equip.) | -10.9484 | 95.1389 | 74.3563 | 587.7549 | 9.4588 | 9.1881 | 8.9956 | 8.8442 | 8.8067 | 8.8206 | 8.8565 | 8.8559 | 8.9713 | 9.0198 | 9.0213 | 9.0263 | 9.053 | 9.1086 | 9.0665 | 9.069 | 9.0737 | 9.0473 | 9.0226 | 8.9895 | 8.9872 | 9.009 | 8.9352 | 8.8826 | 8.8464 | 8.7899
Min. Eff. Com. ASHP (FS) | Efficient uncompeted | California, Upper Midwest, Lower Midwest, Texas, Southwest, Southeast | Commercial (New), Commercial (Existing) | Heating (Equip.), Cooling (Equip.) | -10.9484 | 95.1389 | 74.3563 | 587.7549 | 8.6214 | 8.4366 | 8.2797 | 8.1199 | 8.0324 | 8.0487 | 8.055 | 8.0178 | 8.1296 | 8.1538 | 8.1138 | 8.121 | 8.1355 | 8.1679 | 8.1339 | 8.1199 | 8.1144 | 8.1 | 8.0989 | 8.1018 | 8.086 | 8.0118 | 7.9395 | 7.9 | 7.8603 | 7.7727
Min. Eff. Com. ASHP (FS) | Baseline competed | California, Upper Midwest, Lower Midwest, Texas, Southwest, Southeast | Commercial (New), Commercial (Existing) | Heating (Equip.), Cooling (Equip.) | -10.9484 | 95.1389 | 74.3563 | 587.7549 | 2.6443 | 2.5802 | 2.5282 | 2.4771 | 2.452 | -6e-15 | 0 | -1.4e-14 | 0 | -1e-15 | 9e-15 | 5e-15 | -6e-15 | -1.2e-14 | -1.2e-14 | 1.4e-14 | -4e-15 | 7e-15 | -1e-15 | 6e-15 | 1e-15 | -1.3e-14 | -1.4e-14 | -7e-15 | -1.2e-14 | -7e-15
Min. Eff. Com. ASHP (FS) | Efficient competed | California, Upper Midwest, Lower Midwest, Texas, Southwest, Southeast | Commercial (New), Commercial (Existing) | Heating (Equip.), Cooling (Equip.) | -10.9484 | 95.1389 | 74.3563 | 587.7549 | 2.6686 | 2.6049 | 2.553 | 2.5016 | 2.4763 | 1e-15 | 4e-15 | 5e-15 | 0 | 1.9e-14 | 1e-14 | -8e-15 | -4e-15 | -2.1e-14 | 6e-15 | 4e-15 | -6e-15 | 1.2e-14 | 2.6e-14 | 0 | 9e-15 | 0 | -1.3e-14 | -1.7e-14 | 5e-15 | 6e-15
Min. Eff. Com. ASHP (FS) CC | Baseline uncompeted | Northwest, Great Basin, Rocky Mountains, Upper Midwest, Lakes/Mid-Atl., Northeast | Commercial (New), Commercial (Existing) | Heating (Equip.), Cooling (Equip.) | -11.6634 | 999 | 71.1741 | 588.2866 | 12.1815 | 11.7861 | 11.4984 | 11.2997 | 11.3432 | 11.3373 | 11.393 | 11.4401 | 11.5161 | 11.5634 | 11.587 | 11.5577 | 11.558 | 11.5975 | 11.5411 | 11.5345 | 11.5409 | 11.4756 | 11.404 | 11.2936 | 11.2633 | 11.3786 | 11.2667 | 11.1826 | 11.1036 | 11.0423
Min. Eff. Com. ASHP (FS) CC | Efficient uncompeted | Northwest, Great Basin, Rocky Mountains, Upper Midwest, Lakes/Mid-Atl., Northeast | Commercial (New), Commercial (Existing) | Heating (Equip.), Cooling (Equip.) | -11.6634 | 999 | 71.1741 | 588.2866 | 10.025 | 9.9435 | 9.9214 | 9.9145 | 9.9031 | 9.8603 | 9.8504 | 9.893 | 9.9179 | 9.9972 | 9.9561 | 9.949 | 9.9245 | 9.9607 | 10.0302 | 10.0328 | 10.0239 | 9.9736 | 9.928 | 9.8361 | 9.7556 | 9.6813 | 9.5544 | 9.5147 | 9.3513 | 9.2217
Min. Eff. Com. ASHP (FS) CC | Baseline competed | Northwest, Great Basin, Rocky Mountains, Upper Midwest, Lakes/Mid-Atl., Northeast | Commercial (New), Commercial (Existing) | Heating (Equip.), Cooling (Equip.) | -11.6634 | 999 | 71.1741 | 588.2866 | 0.50059 | 0.49304 | 0.4895 | 0.48733 | 0.48798 | -6e-15 | -1.4e-14 | 1.3e-14 | -4.2e-14 | -2e-15 | -2.8e-14 | 7e-15 | 3.9e-14 | 2e-15 | 1e-14 | 8e-15 | 2.6e-14 | -6e-15 | 2.1e-14 | 1e-14 | 6e-15 | -2.5e-14 | -2.3e-14 | -7e-15 | 1.7e-14 | 1.6e-14
Min. Eff. Com. ASHP (FS) CC | Efficient competed | Northwest, Great Basin, Rocky Mountains, Upper Midwest, Lakes/Mid-Atl., Northeast | Commercial (New), Commercial (Existing) | Heating (Equip.), Cooling (Equip.) | -11.6634 | 999 | 71.1741 | 588.2866 | 0.49499 | 0.48797 | 0.48474 | 0.48268 | 0.48327 | 1.4e-14 | -9e-15 | -4e-15 | 4e-15 | -9e-15 | 2e-15 | -2e-14 | -1e-14 | -1.5e-14 | 0 | -1.3e-14 | 6e-15 | 7e-15 | -3e-15 | -9e-15 | -7e-15 | 2.4e-14 | -4e-15 | 1e-15 | -2e-15 | 1e-14
Min. Eff. Com. ASHP (RST) | Baseline uncompeted | California, Upper Midwest, Lower Midwest, Texas, Southwest, Southeast | Commercial (New), Commercial (Existing) | Heating (Equip.), Cooling (Equip.) | 0.439 | 20.0192 | 23.9389 | 1991.996 | 4.4734 | 4.3788 | 4.2992 | 4.2193 | 4.1785 | 4.1901 | 4.1985 | 4.1845 | 4.2463 | 4.2628 | 4.2476 | 4.254 | 4.2633 | 4.2807 | 4.2617 | 4.2518 | 4.2462 | 4.2376 | 4.2375 | 4.238 | 4.2308 | 4.2029 | 4.1729 | 4.1559 | 4.1355 | 4.0922
Min. Eff. Com. ASHP (RST) | Efficient uncompeted | California, Upper Midwest, Lower Midwest, Texas, Southwest, Southeast | Commercial (New), Commercial (Existing) | Heating (Equip.), Cooling (Equip.) | 0.439 | 20.0192 | 23.9389 | 1991.996 | 3.6611 | 3.5772 | 3.5081 | 3.4395 | 3.4054 | 3.4149 | 3.4225 | 3.4108 | 3.464 | 3.4822 | 3.4737 | 3.4828 | 3.4958 | 3.5162 | 3.5058 | 3.5032 | 3.5023 | 3.4999 | 3.5052 | 3.5114 | 3.5124 | 3.4959 | 3.4781 | 3.4715 | 3.4623 | 3.4331
Min. Eff. Com. ASHP (RST) | Baseline competed | California, Upper Midwest, Lower Midwest, Texas, Southwest, Southeast | Commercial (New), Commercial (Existing) | Heating (Equip.), Cooling (Equip.) | 0.439 | 20.0192 | 23.9389 | 1991.996 | 1.1794 | 1.1787 | 1.1628 | 1.1461 | 1.1364 | -2e-15 | -2e-15 | 0 | -3e-15 | 4e-15 | -1e-15 | -5e-15 | 1e-15 | 0 | 4e-15 | -3e-15 | -1e-15 | 3e-15 | 5e-15 | -4e-15 | -5e-15 | -3e-15 | 3e-15 | -2e-15 | 0 | 2e-15
Min. Eff. Com. ASHP (RST) | Efficient competed | California, Upper Midwest, Lower Midwest, Texas, Southwest, Southeast | Commercial (New), Commercial (Existing) | Heating (Equip.), Cooling (Equip.) | 0.439 | 20.0192 | 23.9389 | 1991.996 | 0.33454 | 0.334 | 0.32917 | 0.32413 | 0.3211 | 3e-15 | -7e-15 | -2e-15 | -1e-15 | 0 | 0 | -1e-15 | -1e-15 | 2e-15 | -4e-15 | -4e-15 | 0 | -1e-15 | 1e-15 | -2e-15 | 2e-15 | 4e-15 | -1e-15 | -1e-15 | -2e-15 | 1e-15
Min. Eff. Com. ASHP (RST) CC | Baseline uncompeted | Northwest, Great Basin, Rocky Mountains, Upper Midwest, Lakes/Mid-Atl., Northeast | Commercial (New), Commercial (Existing) | Heating (Equip.), Cooling (Equip.) | 2.9101 | 15.5495 | 20.2955 | 1079.0557 | 2.8854 | 2.8364 | 2.8009 | 2.7766 | 2.7658 | 2.7492 | 2.7441 | 2.7521 | 2.7561 | 2.7714 | 2.7591 | 2.7547 | 2.7496 | 2.7579 | 2.7748 | 2.7766 | 2.775 | 2.7628 | 2.7498 | 2.7276 | 2.7115 | 2.6963 | 2.6665 | 2.6575 | 2.6224 | 2.5967
Min. Eff. Com. ASHP (RST) CC | Efficient uncompeted | Northwest, Great Basin, Rocky Mountains, Upper Midwest, Lakes/Mid-Atl., Northeast | Commercial (New), Commercial (Existing) | Heating (Equip.), Cooling (Equip.) | 2.9101 | 15.5495 | 20.2955 | 1079.0557 | 1.7608 | 1.7334 | 1.717 | 1.7063 | 1.7046 | 1.6995 | 1.7007 | 1.7117 | 1.7199 | 1.7351 | 1.7351 | 1.7377 | 1.7408 | 1.7543 | 1.7717 | 1.7792 | 1.7865 | 1.7879 | 1.7894 | 1.7838 | 1.7823 | 1.7821 | 1.7719 | 1.7758 | 1.7615 | 1.7543
Min. Eff. Com. ASHP (RST) CC | Baseline competed | Northwest, Great Basin, Rocky Mountains, Upper Midwest, Lakes/Mid-Atl., Northeast | Commercial (New), Commercial (Existing) | Heating (Equip.), Cooling (Equip.) | 2.9101 | 15.5495 | 20.2955 | 1079.0557 | 1.9087 | 1.8733 | 1.844 | 1.8232 | 1.8107 | 5e-15 | 5e-15 | -3e-15 | -1e-15 | -2e-15 | 2e-15 | -3e-15 | 2e-15 | -4e-15 | 4e-15 | 4e-15 | -4e-15 | 1e-15 | 3e-15 | 1e-15 | 1e-15 | 3e-15 | -2e-15 | 1e-15 | 6e-15 | -3e-15
Min. Eff. Com. ASHP (RST) CC | Efficient competed | Northwest, Great Basin, Rocky Mountains, Upper Midwest, Lakes/Mid-Atl., Northeast | Commercial (New), Commercial (Existing) | Heating (Equip.), Cooling (Equip.) | 2.9101 | 15.5495 | 20.2955 | 1079.0557 | 0.79192 | 0.77797 | 0.76771 | 0.76054 | 0.75708 | -3e-15 | -2e-15 | -1e-15 | 1e-15 | 1e-15 | 1e-15 | -1e-15 | 0 | -1e-15 | 0 | 1e-15 | -2e-15 | -2e-15 | 2e-15 | 1e-15 | 3e-15 | -1e-15 | -2e-15 | 0 | 3e-15 | 1e-15
Min. Eff. Res. ASHP (FS) | Baseline uncompeted | California, Upper Midwest, Lower Midwest, Texas, Southwest, Southeast | Residential (New), Residential (Existing) | Heating (Equip.), Cooling (Equip.) | 999 | 999 | 270.2212 | 827.6059 | 26.7111 | 25.8771 | 25.335 | 24.9864 | 25.0701 | 25.2505 | 25.4969 | 25.7006 | 26.2103 | 26.5996 | 26.8944 | 27.1845 | 27.5739 | 28.0663 | 28.326 | 28.7197 | 29.1474 | 29.4675 | 29.7464 | 30.0087 | 30.3749 | 30.9448 | 31.1633 | 31.3872 | 31.6533 | 31.8497
Min. Eff. Res. ASHP (FS) | Efficient uncompeted | California, Upper Midwest, Lower Midwest, Texas, Southwest, Southeast | Residential (New), Residential (Existing) | Heating (Equip.), Cooling (Equip.) | 999 | 999 | 270.2212 | 827.6059 | 25.711 | 25.4285 | 25.2711 | 25.1634 | 25.1696 | 25.4135 | 25.6683 | 25.8447 | 26.4292 | 26.8041 | 27.0007 | 27.3221 | 27.7335 | 28.22 | 28.5585 | 28.9378 | 29.3979 | 29.7953 | 30.2074 | 30.651 | 31.0416 | 31.2528 | 31.4671 | 31.7323 | 31.9853 | 32.071
Min. Eff. Res. ASHP (FS) | Baseline competed | California, Upper Midwest, Lower Midwest, Texas, Southwest, Southeast | Residential (New), Residential (Existing) | Heating (Equip.), Cooling (Equip.) | 999 | 999 | 270.2212 | 827.6059 | 1.6015e-05 | 2.0046e-05 | 2.452e-05 | 2.9755e-05 | 3.6057e-05 | 1.1152e-08 | 1.2478e-08 | 1.4318e-08 | 2.3749e-09 | 2.6106e-09 | 3.0366e-09 | 3.3207e-09 | 3.5543e-09 | 3.7545e-09 | 4.0105e-09 | 8.5217e-10 | 9.3595e-10 | 1.0538e-09 | 1.1709e-09 | 1.2871e-09 | 1.441e-09 | 1.737e-09 | 2.0553e-09 | 2.361e-09 | 2.7506e-09 | 3.362e-09
Min. Eff. Res. ASHP (FS) | Efficient competed | California, Upper Midwest, Lower Midwest, Texas, Southwest, Southeast | Residential (New), Residential (Existing) | Heating (Equip.), Cooling (Equip.) | 999 | 999 | 270.2212 | 827.6059 | 8.035e-06 | 1.1031e-05 | 1.4565e-05 | 1.8859e-05 | 2.379e-05 | 1.0924e-08 | 1.2237e-08 | 1.4034e-08 | 2.0697e-09 | 2.3204e-09 | 2.7278e-09 | 3.0451e-09 | 3.3153e-09 | 3.5522e-09 | 3.8678e-09 | 8.5088e-10 | 9.3598e-10 | 1.0562e-09 | 1.1766e-09 | 1.2973e-09 | 1.4539e-09 | 1.747e-09 | 2.0694e-09 | 2.3805e-09 | 2.7767e-09 | 3.394e-09
Min. Eff. Res. ASHP (FS) CC | Baseline uncompeted | Northwest, Great Basin, Rocky Mountains, Upper Midwest, Lakes/Mid-Atl., Northeast | Residential (New), Residential (Existing) | Heating (Equip.), Cooling (Equip.) | 999 | 999 | 265.9458 | 562.4935 | 47.0825 | 45.2241 | 43.8171 | 42.8375 | 42.7158 | 42.5647 | 42.6221 | 42.6825 | 42.9753 | 43.1868 | 43.3544 | 43.38 | 43.5228 | 43.8097 | 43.7908 | 43.9965 | 44.2257 | 44.248 | 44.2037 | 44.0472 | 44.1584 | 44.8477 | 44.7534 | 44.6787 | 44.6313 | 44.63
Min. Eff. Res. ASHP (FS) CC | Efficient uncompeted | Northwest, Great Basin, Rocky Mountains, Upper Midwest, Lakes/Mid-Atl., Northeast | Residential (New), Residential (Existing) | Heating (Equip.), Cooling (Equip.) | 999 | 999 | 265.9458 | 562.4935 | 49.5966 | 49.0508 | 48.668 | 48.498 | 48.4576 | 48.2597 | 48.2251 | 48.4202 | 48.6263 | 49.0624 | 48.9503 | 49.0946 | 49.2233 | 49.5067 | 49.9518 | 50.3237 | 50.5508 | 50.645 | 50.6739 | 50.5445 | 50.5474 | 50.4598 | 50.2156 | 50.2325 | 49.8138 | 49.4593
Min. Eff. Res. ASHP (FS) CC | Baseline competed | Northwest, Great Basin, Rocky Mountains, Upper Midwest, Lakes/Mid-Atl., Northeast | Residential (New), Residential (Existing) | Heating (Equip.), Cooling (Equip.) | 999 | 999 | 265.9458 | 562.4935 | 8.3184e-07 | 1.0279e-06 | 1.2412e-06 | 1.4576e-06 | 1.7179e-06 | 3.4794e-09 | 4.0085e-09 | 4.3705e-09 | 1.7965e-10 | 1.8954e-10 | 2.2915e-10 | 2.5381e-10 | 2.8559e-10 | 3.1362e-10 | 3.1761e-10 | 6.701e-11 | 7.8482e-11 | 9.3858e-11 | 1.1408e-10 | 1.4354e-10 | 1.7485e-10 | 2.1964e-10 | 2.8218e-10 | 3.383e-10 | 4.5374e-10 | 5.9632e-10
Min. Eff. Res. ASHP (FS) CC | Efficient competed | Northwest, Great Basin, Rocky Mountains, Upper Midwest, Lakes/Mid-Atl., Northeast | Residential (New), Residential (Existing) | Heating (Equip.), Cooling (Equip.) | 999 | 999 | 265.9458 | 562.4935 | 4.7008e-07 | 6.3673e-07 | 8.2845e-07 | 1.0365e-06 | 1.2733e-06 | 3.1956e-09 | 3.7453e-09 | 4.1659e-09 | 1.697e-10 | 1.8214e-10 | 2.2281e-10 | 2.5092e-10 | 2.8656e-10 | 3.1862e-10 | 3.3015e-10 | 6.8444e-11 | 8.0105e-11 | 9.5757e-11 | 1.1632e-10 | 1.4654e-10 | 1.7803e-10 | 2.2302e-10 | 2.8651e-10 | 3.4362e-10 | 4.6066e-10 | 6.0546e-10
Min. Eff. Res. ASHP (RST) | Baseline uncompeted | California, Upper Midwest, Lower Midwest, Texas, Southwest, Southeast | Residential (New), Residential (Existing) | Heating (Equip.), Cooling (Equip.) | -8.3182 | 32.2089 | 54.3962 | 3912.3628 | 12.3592 | 12.1862 | 12.0616 | 11.9592 | 11.9386 | 12.0216 | 12.0894 | 12.108 | 12.3599 | 12.4828 | 12.5114 | 12.6157 | 12.7512 | 12.9115 | 12.9962 | 13.1198 | 13.265 | 13.3889 | 13.5063 | 13.6307 | 13.7323 | 13.7799 | 13.8414 | 13.9126 | 13.9905 | 13.9767
Min. Eff. Res. ASHP (RST) | Efficient uncompeted | California, Upper Midwest, Lower Midwest, Texas, Southwest, Southeast | Residential (New), Residential (Existing) | Heating (Equip.), Cooling (Equip.) | -8.3182 | 32.2089 | 54.3962 | 3912.3628 | 7.5255 | 7.4605 | 7.4293 | 7.4095 | 7.4423 | 7.547 | 7.645 | 7.7124 | 7.9253 | 8.068 | 8.1531 | 8.2843 | 8.443 | 8.6218 | 8.7492 | 8.8987 | 9.0646 | 9.2156 | 9.3638 | 9.5198 | 9.6644 | 9.7749 | 9.8918 | 10.0153 | 10.1408 | 10.2021
Min. Eff. Res. ASHP (RST) | Baseline competed | California, Upper Midwest, Lower Midwest, Texas, Southwest, Southeast | Residential (New), Residential (Existing) | Heating (Equip.), Cooling (Equip.) | -8.3182 | 32.2089 | 54.3962 | 3912.3628 | 2.9584 | 3.0175 | 3.0735 | 3.1278 | 3.1791 | 0.046153 | 0.045768 | 0.045614 | 0.036999 | 0.035577 | 0.035283 | 0.034087 | 0.032737 | 0.031402 | 0.030411 | 0.017312 | 0.016771 | 0.016601 | 0.016294 | 0.015972 | 0.015755 | 0.015869 | 0.015814 | 0.015622 | 0.015537 | 0.015858
Min. Eff. Res. ASHP (RST) | Efficient competed | California, Upper Midwest, Lower Midwest, Texas, Southwest, Southeast | Residential (New), Residential (Existing) | Heating (Equip.), Cooling (Equip.) | -8.3182 | 32.2089 | 54.3962 | 3912.3628 | 1.8013 | 1.8474 | 1.8931 | 1.9379 | 1.9818 | 0.028815 | 0.028776 | 0.02888 | 0.021348 | 0.02069 | 0.020652 | 0.020099 | 0.019462 | 0.018823 | 0.018388 | 0.010606 | 0.010364 | 0.010337 | 0.010229 | 0.01011 | 0.010056 | 0.010211 | 0.010258 | 0.010216 | 0.010238 | 0.010525
Min. Eff. Res. ASHP (RST) CC | Baseline uncompeted | Northwest, Great Basin, Rocky Mountains, Upper Midwest, Lakes/Mid-Atl., Northeast | Residential (New), Residential (Existing) | Heating (Equip.), Cooling (Equip.) | -5.1354 | 23.4674 | 45.2263 | 2511.0211 | 7.4859 | 7.4357 | 7.3938 | 7.3916 | 7.4046 | 7.3946 | 7.4027 | 7.4399 | 7.4681 | 7.515 | 7.5164 | 7.5424 | 7.5788 | 7.625 | 7.6982 | 7.7706 | 7.8132 | 7.8346 | 7.8441 | 7.8541 | 7.8817 | 7.9018 | 7.9035 | 7.9287 | 7.9142 | 7.9061
Min. Eff. Res. ASHP (RST) CC | Efficient uncompeted | Northwest, Great Basin, Rocky Mountains, Upper Midwest, Lakes/Mid-Atl., Northeast | Residential (New), Residential (Existing) | Heating (Equip.), Cooling (Equip.) | -5.1354 | 23.4674 | 45.2263 | 2511.0211 | 3.9115 | 3.909 | 3.9122 | 3.9366 | 3.9749 | 4.0015 | 4.037 | 4.091 | 4.1429 | 4.209 | 4.2491 | 4.3035 | 4.3653 | 4.4354 | 4.5198 | 4.6028 | 4.6708 | 4.7291 | 4.7811 | 4.8304 | 4.892 | 4.9487 | 4.9935 | 5.057 | 5.093 | 5.1327
Min. Eff. Res. ASHP (RST) CC | Baseline competed | Northwest, Great Basin, Rocky Mountains, Upper Midwest, Lakes/Mid-Atl., Northeast | Residential (New), Residential (Existing) | Heating (Equip.), Cooling (Equip.) | -5.1354 | 23.4674 | 45.2263 | 2511.0211 | 0.77252 | 0.78632 | 0.8002 | 0.81368 | 0.82726 | 0.256 | 0.2524 | 0.24628 | 0.1901 | 0.18212 | 0.17652 | 0.1691 | 0.16195 | 0.1542 | 0.14538 | 0.088067 | 0.083764 | 0.080074 | 0.076983 | 0.074256 | 0.070826 | 0.067988 | 0.065933 | 0.062847 | 0.061673 | 0.060466
Min. Eff. Res. ASHP (RST) CC | Efficient competed | Northwest, Great Basin, Rocky Mountains, Upper Midwest, Lakes/Mid-Atl., Northeast | Residential (New), Residential (Existing) | Heating (Equip.), Cooling (Equip.) | -5.1354 | 23.4674 | 45.2263 | 2511.0211 | 0.40365 | 0.41337 | 0.4234 | 0.43335 | 0.44408 | 0.13753 | 0.13656 | 0.13425 | 0.083666 | 0.080453 | 0.078211 | 0.075181 | 0.072336 | 0.069249 | 0.06554 | 0.041584 | 0.039803 | 0.038298 | 0.037061 | 0.03597 | 0.034531 | 0.033323 | 0.03248 | 0.031154 | 0.03072 | 0.030201
Other Res. Heating | Baseline uncompeted | Northwest, Great Basin, California, Rocky Mountains, Upper Midwest, Lower Midwest, Lakes/Mid-Atl., Texas, Southwest, Southeast, Northeast | Residential (New), Residential (Existing) | Heating (Equip.) | 999 | 0 | 999 | 999 | 4.7406 | 4.6588 | 4.5962 | 4.5525 | 4.5262 | 4.5029 | 4.4911 | 4.4836 | 4.4968 | 4.5025 | 4.4615 | 4.4528 | 4.4453 | 4.4504 | 4.4536 | 4.4543 | 4.4473 | 4.4263 | 4.3979 | 4.3678 | 4.3431 | 4.3062 | 4.2655 | 4.229 | 4.1755 | 4.1186
Other Res. Heating | Efficient uncompeted | Northwest, Great Basin, California, Rocky Mountains, Upper Midwest, Lower Midwest, Lakes/Mid-Atl., Texas, Southwest, Southeast, Northeast | Residential (New), Residential (Existing) | Heating (Equip.) | 999 | 0 | 999 | 999 | 4.7406 | 4.6588 | 4.5962 | 4.5525 | 4.5262 | 4.5029 | 4.4911 | 4.4836 | 4.4968 | 4.5025 | 4.4615 | 4.4528 | 4.4453 | 4.4504 | 4.4536 | 4.4543 | 4.4473 | 4.4263 | 4.3979 | 4.3678 | 4.3431 | 4.3062 | 4.2655 | 4.229 | 4.1755 | 4.1186
Other Res. Heating | Baseline competed | Northwest, Great Basin, California, Rocky Mountains, Upper Midwest, Lower Midwest, Lakes/Mid-Atl., Texas, Southwest, Southeast, Northeast | Residential (New), Residential (Existing) | Heating (Equip.) | 999 | 0 | 999 | 999 | 4.7406 | 4.6588 | 4.5962 | 4.5525 | 4.5262 | 4.5029 | 4.4911 | 4.4836 | 4.4968 | 4.5025 | 4.4615 | 4.4528 | 4.4453 | 4.4504 | 4.4536 | 4.4543 | 4.4473 | 4.4263 | 4.3979 | 4.3678 | 4.3431 | 4.3062 | 4.2655 | 4.229 | 4.1755 | 4.1186
Other Res. Heating | Efficient competed | Northwest, Great Basin, California, Rocky Mountains, Upper Midwest, Lower Midwest, Lakes/Mid-Atl., Texas, Southwest, Southeast, Northeast | Residential (New), Residential (Existing) | Heating (Equip.) | 999 | 0 | 999 | 999 | 4.7406 | 4.6588 | 4.5962 | 4.5525 | 4.5262 | 4.5029 | 4.4911 | 4.4836 | 4.4968 | 4.5025 | 4.4615 | 4.4528 | 4.4453 | 4.4504 | 4.4536 | 4.4543 | 4.4473 | 4.4263 | 4.3979 | 4.3678 | 4.3431 | 4.3062 | 4.2655 | 4.229 | 4.1755 | 4.1186
Other Res. Heating (FS) | Baseline uncompeted | Northwest, Great Basin, California, Rocky Mountains, Upper Midwest, Lower Midwest, Lakes/Mid-Atl., Texas, Southwest, Southeast, Northeast | Residential (New), Residential (Existing) | Heating (Equip.) | 999 | 0 | 999 | 0 | 8.2504 | 7.8205 | 7.491 | 7.2819 | 7.1857 | 7.1604 | 7.1937 | 7.2621 | 7.356 | 7.4533 | 7.5249 | 7.5659 | 7.6024 | 7.6579 | 7.6606 | 7.694 | 7.7313 | 7.7386 | 7.7257 | 7.6843 | 7.6602 | 7.683 | 7.6523 | 7.6268 | 7.5919 | 7.5463
Other Res. Heating (FS) | Efficient uncompeted | Northwest, Great Basin, California, Rocky Mountains, Upper Midwest, Lower Midwest, Lakes/Mid-Atl., Texas, Southwest, Southeast, Northeast | Residential (New), Residential (Existing) | Heating (Equip.) | 999 | 0 | 999 | 0 | 24.5585 | 23.5229 | 22.7667 | 22.2169 | 21.8299 | 21.4806 | 21.2597 | 21.0871 | 21.0135 | 20.9268 | 20.5996 | 20.3961 | 20.192 | 20.068 | 19.9408 | 19.8052 | 19.6585 | 19.4563 | 19.2615 | 19.0233 | 18.8409 | 18.6592 | 18.4292 | 18.229 | 17.9158 | 17.6074
Other Res. Heating (FS) | Baseline competed | Northwest, Great Basin, California, Rocky Mountains, Upper Midwest, Lower Midwest, Lakes/Mid-Atl., Texas, Southwest, Southeast, Northeast | Residential (New), Residential (Existing) | Heating (Equip.) | 999 | 0 | 999 | 0 | 2e-15 | 0 | 3e-15 | -9e-15 | 0 | 6e-15 | -5e-15 | 4e-15 | 1e-14 | 6e-15 | -3e-15 | -4e-15 | 3e-15 | 0 | 8e-15 | -5e-15 | 1e-15 | 0 | 7e-15 | 1e-15 | 7e-15 | 1e-14 | 7e-15 | 5e-15 | -1e-15 | -4e-15
Other Res. Heating (FS) | Efficient competed | Northwest, Great Basin, California, Rocky Mountains, Upper Midwest, Lower Midwest, Lakes/Mid-Atl., Texas, Southwest, Southeast, Northeast | Residential (New), Residential (Existing) | Heating (Equip.) | 999 | 0 | 999 | 0 | -4e-15 | -1e-15 | 9e-15 | -1.9e-14 | 3.4e-14 | 1.9e-14 | 3e-15 | 7e-15 | 6e-15 | 1.5e-14 | 0 | -3e-15 | 3.5e-14 | -3e-15 | 2.8e-14 | 1.2e-14 | 6e-15 | 2e-14 | -4e-15 | 1e-14 | 0 | -7e-15 | -2e-15 | 2e-15 | -1.4e-14 | -2e-15
Prosp. Com. ASHP (FS) + Env. + Ctls. | Baseline uncompeted | California, Upper Midwest, Lower Midwest, Texas, Southwest, Southeast | Commercial (New), Commercial (Existing) | Heating (Equip.), Cooling (Equip.), Ventilation | 20.3333 | 4.8172 | 5.2349 | 162.4706 | 11.727 | 11.3716 | 11.1005 | 10.872 | 10.7747 | 10.7545 | 10.7559 | 10.714 | 10.8167 | 10.8345 | 10.7963 | 10.7696 | 10.7648 | 10.7927 | 10.7106 | 10.6776 | 10.6523 | 10.597 | 10.5479 | 10.4909 | 10.4609 | 10.4483 | 10.3394 | 10.2574 | 10.1914 | 10.1001
Prosp. Com. ASHP (FS) + Env. + Ctls. | Efficient uncompeted | California, Upper Midwest, Lower Midwest, Texas, Southwest, Southeast | Commercial (New), Commercial (Existing) | Heating (Equip.), Cooling (Equip.), Ventilation | 20.3333 | 4.8172 | 5.2349 | 162.4706 | 11.727 | 11.3716 | 11.1005 | 10.872 | 10.7747 | 3.1597 | 3.1246 | 3.0797 | 3.0818 | 3.06 | 3.0092 | 2.9759 | 2.9418 | 2.9131 | 2.8684 | 1.502 | 1.4841 | 1.4662 | 1.4593 | 1.4457 | 1.4288 | 1.4046 | 1.3796 | 1.3663 | 1.3455 | 1.3192
Prosp. Com. ASHP (FS) + Env. + Ctls. | Baseline competed | California, Upper Midwest, Lower Midwest, Texas, Southwest, Southeast | Commercial (New), Commercial (Existing) | Heating (Equip.), Cooling (Equip.), Ventilation | 20.3333 | 4.8172 | 5.2349 | 162.4706 | 2.8e-14 | -1e-14 | -3e-14 | 2e-14 | -1.4e-14 | 3.7142 | 3.7217 | 3.7077 | 3.7655 | 3.7867 | 3.7786 | 5.1292 | 5.151 | 5.1845 | 5.1717 | 5.1667 | 5.1673 | 5.1659 | 5.168 | 5.1797 | 5.1852 | 5.1649 | 5.1351 | 5.1295 | 5.1207 | 5.0736
Prosp. Com. ASHP (FS) + Env. + Ctls. | Efficient competed | California, Upper Midwest, Lower Midwest, Texas, Southwest, Southeast | Commercial (New), Commercial (Existing) | Heating (Equip.), Cooling (Equip.), Ventilation | 20.3333 | 4.8172 | 5.2349 | 162.4706 | 2.8e-14 | -1e-14 | -3e-14 | 2e-14 | -1.4e-14 | 0.21348 | 0.21605 | 0.21707 | 0.22247 | 0.23064 | 0.23174 | 0.3101 | 0.31334 | 0.31697 | 0.32306 | 0.31406 | 0.31482 | 0.31545 | 0.31977 | 0.32104 | 0.32174 | 0.32074 | 0.31518 | 0.32111 | 0.32021 | 0.31304
Prosp. Com. ASHP (FS) + Env. + Ctls. CC | Baseline uncompeted | Northwest, Great Basin, Rocky Mountains, Upper Midwest, Lakes/Mid-Atl., Northeast | Commercial (New), Commercial (Existing) | Heating (Equip.), Cooling (Equip.), Ventilation | 17.0143 | 5.6606 | 6.898 | 138.1344 | 14.3258 | 13.8524 | 13.5068 | 13.2561 | 13.257 | 13.2062 | 13.225 | 13.2464 | 13.2944 | 13.3202 | 13.3095 | 13.2478 | 13.2168 | 13.2366 | 13.1657 | 13.1335 | 13.1157 | 13.021 | 12.921 | 12.7766 | 12.7157 | 12.8021 | 12.6549 | 12.5471 | 12.4309 | 12.3383
Prosp. Com. ASHP (FS) + Env. + Ctls. CC | Efficient uncompeted | Northwest, Great Basin, Rocky Mountains, Upper Midwest, Lakes/Mid-Atl., Northeast | Commercial (New), Commercial (Existing) | Heating (Equip.), Cooling (Equip.), Ventilation | 17.0143 | 5.6606 | 6.898 | 138.1344 | 14.3258 | 13.8524 | 13.5068 | 13.2561 | 13.257 | 5.8158 | 5.7636 | 5.7509 | 5.7192 | 5.7334 | 5.6661 | 5.6252 | 5.5649 | 5.5304 | 5.5171 | 1.7345 | 1.7292 | 1.7186 | 1.7096 | 1.6919 | 1.6786 | 1.6652 | 1.645 | 1.6369 | 1.6104 | 1.5902
Prosp. Com. ASHP (FS) + Env. + Ctls. CC | Baseline competed | Northwest, Great Basin, Rocky Mountains, Upper Midwest, Lakes/Mid-Atl., Northeast | Commercial (New), Commercial (Existing) | Heating (Equip.), Cooling (Equip.), Ventilation | 17.0143 | 5.6606 | 6.898 | 138.1344 | 1.3e-14 | -1.3e-14 | 9e-15 | 1.2e-14 | 1.7e-14 | 2.135 | 2.1415 | 2.1619 | 2.1784 | 2.2038 | 2.2122 | 2.221 | 2.2316 | 2.2575 | 2.2863 | 2.3026 | 2.3205 | 2.3316 | 2.3435 | 2.3449 | 2.3519 | 2.3615 | 2.3572 | 2.372 | 2.3619 | 2.3619
Prosp. Com. ASHP (FS) + Env. + Ctls. CC | Efficient competed | Northwest, Great Basin, Rocky Mountains, Upper Midwest, Lakes/Mid-Atl., Northeast | Commercial (New), Commercial (Existing) | Heating (Equip.), Cooling (Equip.), Ventilation | 17.0143 | 5.6606 | 6.898 | 138.1344 | 1.3e-14 | -1.3e-14 | 9e-15 | 1.2e-14 | 1.7e-14 | 0.04893 | 0.049788 | 0.05102 | 0.052035 | 0.054291 | 0.055209 | 0.055816 | 0.057369 | 0.058554 | 0.059661 | 0.087916 | 0.088399 | 0.088613 | 0.090848 | 0.090622 | 0.0904 | 0.092193 | 0.091768 | 0.091724 | 0.090567 | 0.089773
Prosp. Com. ASHP (LFL) + Env. + Ctls. | Baseline uncompeted | California, Upper Midwest, Lower Midwest, Texas, Southwest, Southeast | Commercial (New), Commercial (Existing) | Heating (Equip.), Cooling (Equip.), Ventilation | 999 | 0 | -2.8915 | -222.6221 | 1.2987 | 1.2556 | 1.2168 | 1.1785 | 1.1519 | 1.1393 | 1.126 | 1.1069 | 1.1087 | 1.0983 | 1.0808 | 1.0685 | 1.0564 | 1.0463 | 1.0284 | 1.0135 | 0.99979 | 0.98674 | 0.97524 | 0.96407 | 0.95039 | 0.93132 | 0.91193 | 0.89608 | 0.88007 | 0.85859
Prosp. Com. ASHP (LFL) + Env. + Ctls. | Efficient uncompeted | California, Upper Midwest, Lower Midwest, Texas, Southwest, Southeast | Commercial (New), Commercial (Existing) | Heating (Equip.), Cooling (Equip.), Ventilation | 999 | 0 | -2.8915 | -222.6221 | 1.2987 | 1.2556 | 1.2168 | 1.1785 | 1.1519 | 0.43144 | 0.4232 | 0.41344 | 0.41039 | 0.40322 | 0.39392 | 0.38652 | 0.37909 | 0.37254 | 0.3635 | 0.28662 | 0.28179 | 0.27713 | 0.2734 | 0.2696 | 0.26513 | 0.25942 | 0.25355 | 0.24889 | 0.24397 | 0.23811
Prosp. Com. ASHP (LFL) + Env. + Ctls. | Baseline competed | California, Upper Midwest, Lower Midwest, Texas, Southwest, Southeast | Commercial (New), Commercial (Existing) | Heating (Equip.), Cooling (Equip.), Ventilation | 999 | 0 | -2.8915 | -222.6221 | -2e-15 | -1e-15 | 0 | 0 | -1e-15 | 0.72487 | 0.71898 | 0.70877 | 0.71322 | 0.70945 | 0.70041 | 0.69491 | 0.6896 | 0.68548 | 0.67607 | 0.6688 | 0.66151 | 0.65465 | 0.6484 | 0.64236 | 0.6346 | 0.62289 | 0.61105 | 0.60147 | 0.59185 | 0.57783
Prosp. Com. ASHP (LFL) + Env. + Ctls. | Efficient competed | California, Upper Midwest, Lower Midwest, Texas, Southwest, Southeast | Commercial (New), Commercial (Existing) | Heating (Equip.), Cooling (Equip.), Ventilation | 999 | 0 | -2.8915 | -222.6221 | -2e-15 | -1e-15 | 0 | 0 | -1e-15 | 0.099248 | 0.096708 | 0.093832 | 0.092739 | 0.090606 | 0.087887 | 0.085717 | 0.08348 | 0.081488 | 0.079089 | 0.0080952 | 0.0081436 | 0.0081995 | 0.0084041 | 0.0084669 | 0.0085141 | 0.0085112 | 0.0084893 | 0.0086265 | 0.0085928 | 0.0085314
Prosp. Com. ASHP (LFL) + Env. + Ctls. CC | Baseline uncompeted | Northwest, Great Basin, Rocky Mountains, Upper Midwest, Lakes/Mid-Atl., Northeast | Commercial (New), Commercial (Existing) | Heating (Equip.), Cooling (Equip.), Ventilation | 999 | 0 | -9.2236 | -506.7823 | 0.94179 | 0.91228 | 0.8887 | 0.86847 | 0.85238 | 0.83462 | 0.8206 | 0.81081 | 0.80175 | 0.7961 | 0.78266 | 0.77263 | 0.76167 | 0.75566 | 0.7516 | 0.74306 | 0.73447 | 0.72317 | 0.71161 | 0.69759 | 0.68553 | 0.6739 | 0.65878 | 0.6489 | 0.63236 | 0.61857
Prosp. Com. ASHP (LFL) + Env. + Ctls. CC | Efficient uncompeted | Northwest, Great Basin, Rocky Mountains, Upper Midwest, Lakes/Mid-Atl., Northeast | Commercial (New), Commercial (Existing) | Heating (Equip.), Cooling (Equip.), Ventilation | 999 | 0 | -9.2236 | -506.7823 | 0.94179 | 0.91228 | 0.8887 | 0.86847 | 0.85238 | 0.45802 | 0.44909 | 0.44271 | 0.43628 | 0.43148 | 0.42319 | 0.41585 | 0.4085 | 0.40398 | 0.40073 | 0.31182 | 0.30779 | 0.30274 | 0.29786 | 0.29181 | 0.28643 | 0.28134 | 0.27501 | 0.2709 | 0.26407 | 0.25842
Prosp. Com. ASHP (LFL) + Env. + Ctls. CC | Baseline competed | Northwest, Great Basin, Rocky Mountains, Upper Midwest, Lakes/Mid-Atl., Northeast | Commercial (New), Commercial (Existing) | Heating (Equip.), Cooling (Equip.), Ventilation | 999 | 0 | -9.2236 | -506.7823 | 0 | -1e-15 | -1e-15 | 0 | -1e-15 | 0.43414 | 0.42802 | 0.42376 | 0.42068 | 0.41964 | 0.41356 | 0.41047 | 0.40621 | 0.40442 | 0.40347 | 0.40043 | 0.39702 | 0.39202 | 0.38653 | 0.3798 | 0.3743 | 0.36888 | 0.36131 | 0.35651 | 0.34794 | 0.34086
Prosp. Com. ASHP (LFL) + Env. + Ctls. CC | Efficient competed | Northwest, Great Basin, Rocky Mountains, Upper Midwest, Lakes/Mid-Atl., Northeast | Commercial (New), Commercial (Existing) | Heating (Equip.), Cooling (Equip.), Ventilation | 999 | 0 | -9.2236 | -506.7823 | 0 | -1e-15 | -1e-15 | 0 | -1e-15 | 0.11372 | 0.11133 | 0.10936 | 0.10776 | 0.10677 | 0.10437 | 0.10291 | 0.10112 | 0.099925 | 0.099027 | 0.01462 | 0.014762 | 0.014833 | 0.014876 | 0.014854 | 0.014904 | 0.014921 | 0.014884 | 0.014918 | 0.014784 | 0.014719
Prosp. Com. ASHP (RST) + Env. + Ctls. | Baseline uncompeted | California, Upper Midwest, Lower Midwest, Texas, Southwest, Southeast | Commercial (New), Commercial (Existing) | Heating (Equip.), Cooling (Equip.), Ventilation | 83.1041 | 1.2033 | 1.3984 | 107.0042 | 5.8775 | 5.7305 | 5.6022 | 5.4746 | 5.3968 | 5.3874 | 5.3743 | 5.3348 | 5.3887 | 5.3862 | 5.3464 | 5.3332 | 5.323 | 5.3232 | 5.2795 | 5.2475 | 5.2234 | 5.197 | 5.1818 | 5.1674 | 5.1431 | 5.0939 | 5.0421 | 5.007 | 4.9682 | 4.9033
Prosp. Com. ASHP (RST) + Env. + Ctls. | Efficient uncompeted | California, Upper Midwest, Lower Midwest, Texas, Southwest, Southeast | Commercial (New), Commercial (Existing) | Heating (Equip.), Cooling (Equip.), Ventilation | 83.1041 | 1.2033 | 1.3984 | 107.0042 | 5.8775 | 5.7305 | 5.6022 | 5.4746 | 5.3968 | 1.0876 | 1.0743 | 1.0567 | 1.0559 | 1.0481 | 1.0308 | 1.0182 | 1.0058 | 0.99544 | 0.98046 | 0.87895 | 0.8668 | 0.85493 | 0.84968 | 0.84032 | 0.82907 | 0.81394 | 0.79816 | 0.7892 | 0.77595 | 0.7595
Prosp. Com. ASHP (RST) + Env. + Ctls. | Baseline competed | California, Upper Midwest, Lower Midwest, Texas, Southwest, Southeast | Commercial (New), Commercial (Existing) | Heating (Equip.), Cooling (Equip.), Ventilation | 83.1041 | 1.2033 | 1.3984 | 107.0042 | 2e-15 | 0 | 9e-15 | 2e-15 | -6e-15 | 1.9475 | 1.951 | 1.9451 | 1.9712 | 1.9745 | 1.9639 | 1.1416 | 1.1371 | 1.1338 | 1.122 | 1.1121 | 1.1059 | 1.0978 | 1.0911 | 1.0839 | 1.0731 | 1.0576 | 1.0409 | 1.0269 | 1.0117 | 0.99194
Prosp. Com. ASHP (RST) + Env. + Ctls. | Efficient competed | California, Upper Midwest, Lower Midwest, Texas, Southwest, Southeast | Commercial (New), Commercial (Existing) | Heating (Equip.), Cooling (Equip.), Ventilation | 83.1041 | 1.2033 | 1.3984 | 107.0042 | 2e-15 | 0 | 9e-15 | 2e-15 | -6e-15 | 0.13134 | 0.13139 | 0.13085 | 0.13238 | 0.13331 | 0.13233 | 0.085191 | 0.084324 | 0.083599 | 0.082244 | 0.0025415 | 0.0026448 | 0.0027325 | 0.00282 | 0.0029282 | 0.0030333 | 0.003111 | 0.0032026 | 0.0032791 | 0.0033537 | 0.0034165
Prosp. Com. ASHP (RST) + Env. + Ctls. CC | Baseline uncompeted | Northwest, Great Basin, Rocky Mountains, Upper Midwest, Lakes/Mid-Atl., Northeast | Commercial (New), Commercial (Existing) | Heating (Equip.), Cooling (Equip.), Ventilation | 78.7643 | 1.2696 | 1.7668 | 94.6961 | 4.2128 | 4.1155 | 4.0442 | 3.9876 | 3.9504 | 3.9061 | 3.8782 | 3.8702 | 3.857 | 3.8589 | 3.8254 | 3.801 | 3.7765 | 3.7726 | 3.7806 | 3.7664 | 3.7498 | 3.7194 | 3.6889 | 3.6456 | 3.6106 | 3.5775 | 3.5259 | 3.5021 | 3.444 | 3.399
Prosp. Com. ASHP (RST) + Env. + Ctls. CC | Efficient uncompeted | Northwest, Great Basin, Rocky Mountains, Upper Midwest, Lakes/Mid-Atl., Northeast | Commercial (New), Commercial (Existing) | Heating (Equip.), Cooling (Equip.), Ventilation | 78.7643 | 1.2696 | 1.7668 | 94.6961 | 4.2128 | 4.1155 | 4.0442 | 3.9876 | 3.9504 | 0.96107 | 0.94435 | 0.93305 | 0.92057 | 0.91209 | 0.89578 | 0.88101 | 0.86701 | 0.85819 | 0.85218 | 0.75397 | 0.74413 | 0.73181 | 0.72098 | 0.70631 | 0.69322 | 0.68193 | 0.66666 | 0.65661 | 0.63999 | 0.62617
Prosp. Com. ASHP (RST) + Env. + Ctls. CC | Baseline competed | Northwest, Great Basin, Rocky Mountains, Upper Midwest, Lakes/Mid-Atl., Northeast | Commercial (New), Commercial (Existing) | Heating (Equip.), Cooling (Equip.), Ventilation | 78.7643 | 1.2696 | 1.7668 | 94.6961 | 3e-15 | -5e-15 | 5e-15 | -2e-15 | -1e-15 | 1.4577 | 1.4484 | 1.4436 | 1.4374 | 1.4369 | 1.4193 | 1.4093 | 1.3974 | 1.3896 | 1.3886 | 1.3802 | 1.3675 | 1.3481 | 1.3276 | 1.3042 | 1.2836 | 1.2624 | 1.235 | 1.2165 | 1.1874 | 1.1615
Prosp. Com. ASHP (RST) + Env. + Ctls. CC | Efficient competed | Northwest, Great Basin, Rocky Mountains, Upper Midwest, Lakes/Mid-Atl., Northeast | Commercial (New), Commercial (Existing) | Heating (Equip.), Cooling (Equip.), Ventilation | 78.7643 | 1.2696 | 1.7668 | 94.6961 | 3e-15 | -5e-15 | 5e-15 | -2e-15 | -1e-15 | 0.12444 | 0.1232 | 0.12236 | 0.12139 | 0.121 | 0.11905 | 0.11793 | 0.11662 | 0.11563 | 0.11523 | 0.013387 | 0.013664 | 0.013855 | 0.014009 | 0.014139 | 0.014334 | 0.014447 | 0.014566 | 0.014711 | 0.014751 | 0.014826
Prosp. Com. Chillers + Env. + Ctls. | Baseline uncompeted | Northwest, Great Basin, California, Rocky Mountains, Upper Midwest, Lower Midwest, Lakes/Mid-Atl., Texas, Southwest, Southeast, Northeast | Commercial (New), Commercial (Existing) | Cooling (Equip.), Ventilation | 19.5853 | 4.9631 | 5.9927 | 382.0123 | 8.262 | 8.182 | 8.1441 | 8.1218 | 8.1738 | 8.2871 | 8.4126 | 8.525 | 8.7414 | 8.9126 | 9.0059 | 9.1311 | 9.272 | 9.4468 | 9.5715 | 9.6804 | 9.7887 | 9.8843 | 9.9902 | 10.0908 | 10.1949 | 10.268 | 10.324 | 10.432 | 10.5056 | 10.5489
Prosp. Com. Chillers + Env. + Ctls. | Efficient uncompeted | Northwest, Great Basin, California, Rocky Mountains, Upper Midwest, Lower Midwest, Lakes/Mid-Atl., Texas, Southwest, Southeast, Northeast | Commercial (New), Commercial (Existing) | Cooling (Equip.), Ventilation | 19.5853 | 4.9631 | 5.9927 | 382.0123 | 8.262 | 8.182 | 8.1441 | 8.1218 | 8.1738 | 2.35 | 2.3453 | 2.339 | 2.3579 | 2.3929 | 2.3851 | 2.3838 | 2.3893 | 2.4007 | 2.4184 | 2.7696 | 2.7767 | 2.7799 | 2.8281 | 2.8337 | 2.8391 | 2.8468 | 2.8396 | 2.8683 | 2.8627 | 2.8512
Prosp. Com. Chillers + Env. + Ctls. | Baseline competed | Northwest, Great Basin, California, Rocky Mountains, Upper Midwest, Lower Midwest, Lakes/Mid-Atl., Texas, Southwest, Southeast, Northeast | Commercial (New), Commercial (Existing) | Cooling (Equip.), Ventilation | 19.5853 | 4.9631 | 5.9927 | 382.0123 | 6e-15 | -1.5e-14 | 1e-14 | 0 | 0 | 2.6231 | 2.6632 | 2.6992 | 2.7681 | 2.8227 | 2.8526 | 2.8926 | 2.9377 | 2.9934 | 3.0332 | 1.2094 | 1.2232 | 1.2355 | 1.249 | 1.2618 | 1.2752 | 1.2846 | 1.2919 | 1.3056 | 1.3151 | 1.3208
Prosp. Com. Chillers + Env. + Ctls. | Efficient competed | Northwest, Great Basin, California, Rocky Mountains, Upper Midwest, Lower Midwest, Lakes/Mid-Atl., Texas, Southwest, Southeast, Northeast | Commercial (New), Commercial (Existing) | Cooling (Equip.), Ventilation | 19.5853 | 4.9631 | 5.9927 | 382.0123 | 6e-15 | -1.5e-14 | 1e-14 | 0 | 0 | 0.7385 | 0.73716 | 0.73531 | 0.74141 | 0.75266 | 0.75037 | 0.7501 | 0.75198 | 0.75574 | 0.76148 | 0.34156 | 0.34257 | 0.34312 | 0.34931 | 0.35015 | 0.35097 | 0.35209 | 0.35134 | 0.35508 | 0.35454 | 0.35325
Prosp. Com. N-Elec. Env. | Baseline uncompeted | Northwest, Great Basin, California, Rocky Mountains, Upper Midwest, Lower Midwest, Lakes/Mid-Atl., Texas, Southwest, Southeast, Northeast | Commercial (New), Commercial (Existing) | Heating (Equip.) | 24.1657 | 4.0835 | 4.6709 | 85.4702 | 20.6554 | 19.9152 | 19.3866 | 19.0382 | 19.1177 | 19.1118 | 19.2219 | 19.2877 | 19.4291 | 19.4901 | 19.5307 | 19.4602 | 19.4522 | 19.5047 | 19.3362 | 19.3074 | 19.2966 | 19.1475 | 18.9741 | 18.7441 | 18.6781 | 18.8953 | 18.662 | 18.4479 | 18.3068 | 18.191
Prosp. Com. N-Elec. Env. | Efficient uncompeted | Northwest, Great Basin, California, Rocky Mountains, Upper Midwest, Lower Midwest, Lakes/Mid-Atl., Texas, Southwest, Southeast, Northeast | Commercial (New), Commercial (Existing) | Heating (Equip.) | 24.1657 | 4.0835 | 4.6709 | 85.4702 | 20.6554 | 19.9152 | 19.3866 | 19.0382 | 19.1177 | 12.2067 | 12.2246 | 12.2158 | 12.254 | 12.2473 | 12.2223 | 12.1368 | 12.0875 | 12.0767 | 11.9309 | 1.2261 | 1.2596 | 1.2846 | 1.3066 | 1.3249 | 1.3567 | 1.4061 | 1.4296 | 1.4482 | 1.4745 | 1.5024
Prosp. Com. N-Elec. Env. | Baseline competed | Northwest, Great Basin, California, Rocky Mountains, Upper Midwest, Lower Midwest, Lakes/Mid-Atl., Texas, Southwest, Southeast, Northeast | Commercial (New), Commercial (Existing) | Heating (Equip.) | 24.1657 | 4.0835 | 4.6709 | 85.4702 | -1e-15 | 1.7e-14 | -5.5e-14 | -5.7e-14 | 1.4e-14 | -2.1e-14 | -2.7e-14 | 3.8e-14 | 5.3e-14 | -9e-15 | 5e-15 | -3.2e-14 | 3.4e-14 | 9e-15 | -2.6e-14 | 0.30892 | 0.30874 | 0.30636 | 0.30359 | 0.29991 | 0.29885 | 2.2863 | 2.2581 | 2.2322 | 2.2151 | 2.2011
Prosp. Com. N-Elec. Env. | Efficient competed | Northwest, Great Basin, California, Rocky Mountains, Upper Midwest, Lower Midwest, Lakes/Mid-Atl., Texas, Southwest, Southeast, Northeast | Commercial (New), Commercial (Existing) | Heating (Equip.) | 24.1657 | 4.0835 | 4.6709 | 85.4702 | -1e-15 | 1.7e-14 | -5.5e-14 | -5.7e-14 | 1.4e-14 | 2.8e-14 | 9e-15 | -3e-14 | 3.2e-14 | 4e-15 | 5.3e-14 | -1.9e-14 | -2e-14 | -1.4e-14 | -1e-15 | 0.019618 | 0.020154 | 0.020553 | 0.020905 | 0.021198 | 0.021707 | 0.17014 | 0.17298 | 0.17523 | 0.17841 | 0.18179
Prosp. Com. N-Elec. Env. + Ctls. | Baseline uncompeted | Northwest, Great Basin, California, Rocky Mountains, Upper Midwest, Lower Midwest, Lakes/Mid-Atl., Texas, Southwest, Southeast, Northeast | Commercial (New), Commercial (Existing) | Heating (Equip.), Cooling (Equip.), Ventilation | 9.5196 | 8.0527 | 10.4507 | 199.5968 | 27.8393 | 26.8339 | 26.0843 | 25.5281 | 25.4443 | 25.3123 | 25.3089 | 25.268 | 25.3458 | 25.3242 | 25.2472 | 25.0741 | 24.9663 | 24.9441 | 24.6879 | 24.5616 | 24.465 | 24.2225 | 23.964 | 23.6405 | 23.482 | 23.6006 | 23.2538 | 22.9544 | 22.7062 | 22.4851
Prosp. Com. N-Elec. Env. + Ctls. | Efficient uncompeted | Northwest, Great Basin, California, Rocky Mountains, Upper Midwest, Lower Midwest, Lakes/Mid-Atl., Texas, Southwest, Southeast, Northeast | Commercial (New), Commercial (Existing) | Heating (Equip.), Cooling (Equip.), Ventilation | 9.5196 | 8.0527 | 10.4507 | 199.5968 | 27.8393 | 26.8339 | 26.0843 | 25.5281 | 25.4443 | 14.2261 | 14.1633 | 14.0837 | 14.0722 | 14.0122 | 13.9115 | 13.7725 | 13.6649 | 13.6058 | 13.4286 | 4.6136 | 4.5816 | 4.5376 | 4.4984 | 4.4491 | 4.4112 | 4.3825 | 4.3236 | 4.2807 | 4.2282 | 4.1782
Prosp. Com. N-Elec. Env. + Ctls. | Baseline competed | Northwest, Great Basin, California, Rocky Mountains, Upper Midwest, Lower Midwest, Lakes/Mid-Atl., Texas, Southwest, Southeast, Northeast | Commercial (New), Commercial (Existing) | Heating (Equip.), Cooling (Equip.), Ventilation | 9.5196 | 8.0527 | 10.4507 | 199.5968 | 0.031155 | 0.030983 | 0.03139 | 0.032042 | 0.033155 | 0.072208 | 0.073152 | 0.074028 | 0.075336 | 0.076343 | 0.077211 | 0.078381 | 0.079145 | 0.080293 | 0.080383 | 0.085671 | 0.086462 | 0.086747 | 0.094519 | 0.094262 | 0.094956 | 0.097184 | 0.10438 | 0.1042 | 0.10452 | 0.11332
Prosp. Com. N-Elec. Env. + Ctls. | Efficient competed | Northwest, Great Basin, California, Rocky Mountains, Upper Midwest, Lower Midwest, Lakes/Mid-Atl., Texas, Southwest, Southeast, Northeast | Commercial (New), Commercial (Existing) | Heating (Equip.), Cooling (Equip.), Ventilation | 9.5196 | 8.0527 | 10.4507 | 199.5968 | 0.031155 | 0.030983 | 0.03139 | 0.032042 | 0.033155 | 0.013973 | 0.014266 | 0.014547 | 0.014905 | 0.015841 | 0.016125 | 0.016508 | 0.016905 | 0.017264 | 0.017632 | 0.026308 | 0.026519 | 0.026569 | 0.029994 | 0.029867 | 0.030044 | 0.030889 | 0.033333 | 0.033609 | 0.033647 | 0.03663
Prosp. Res. ASHP (FS) + Env. + Ctls. | Baseline uncompeted | California, Upper Midwest, Lower Midwest, Texas, Southwest, Southeast | Residential (New), Residential (Existing) | Heating (Equip.), Cooling (Equip.) | 21.8826 | 4.335 | 7.6422 | 202.6708 | 26.7111 | 25.8771 | 25.335 | 24.9864 | 25.0701 | 25.2505 | 25.4969 | 25.7006 | 26.2103 | 26.5996 | 26.8944 | 27.1845 | 27.5739 | 28.0663 | 28.326 | 28.7197 | 29.1474 | 29.4675 | 29.7464 | 30.0087 | 30.3749 | 30.9448 | 31.1633 | 31.3872 | 31.6533 | 31.8497
Prosp. Res. ASHP (FS) + Env. + Ctls. | Efficient uncompeted | California, Upper Midwest, Lower Midwest, Texas, Southwest, Southeast | Residential (New), Residential (Existing) | Heating (Equip.), Cooling (Equip.) | 21.8826 | 4.335 | 7.6422 | 202.6708 | 26.7111 | 25.8771 | 25.335 | 24.9864 | 25.0701 | 9.2317 | 9.2764 | 9.312 | 9.4635 | 9.549 | 9.571 | 9.61 | 9.6732 | 9.7599 | 9.7681 | 2.1693 | 2.3061 | 2.4566 | 2.6257 | 2.8148 | 2.975 | 3.183 | 3.3982 | 3.56 | 3.8315 | 4.1168
Prosp. Res. ASHP (FS) + Env. + Ctls. | Baseline competed | California, Upper Midwest, Lower Midwest, Texas, Southwest, Southeast | Residential (New), Residential (Existing) | Heating (Equip.), Cooling (Equip.) | 21.8826 | 4.335 | 7.6422 | 202.6708 | 2.8e-14 | 3e-15 | -2e-14 | 2.7e-14 | 3.1e-14 | 3.6462 | 3.4801 | 3.3519 | 0.52274 | 0.51772 | 0.51677 | 0.51123 | 0.50607 | 0.50179 | 0.49763 | 2.2951 | 2.2576 | 2.1904 | 2.1231 | 2.0456 | 1.9895 | 1.9175 | 1.834 | 1.7828 | 1.6843 | 1.5778
Prosp. Res. ASHP (FS) + Env. + Ctls. | Efficient competed | California, Upper Midwest, Lower Midwest, Texas, Southwest, Southeast | Residential (New), Residential (Existing) | Heating (Equip.), Cooling (Equip.) | 21.8826 | 4.335 | 7.6422 | 202.6708 | 2.8e-14 | 3e-15 | -2e-14 | 2.7e-14 | 3.1e-14 | 2.1466 | 2.063 | 1.9962 | 0.36373 | 0.36457 | 0.36772 | 0.36645 | 0.36593 | 0.36886 | 0.3653 | 0.20472 | 0.20635 | 0.20941 | 0.20975 | 0.20966 | 0.20933 | 0.21255 | 0.21184 | 0.21043 | 0.21083 | 0.21223
Prosp. Res. ASHP (FS) + Env. + Ctls. CC | Baseline uncompeted | Northwest, Great Basin, Rocky Mountains, Upper Midwest, Lakes/Mid-Atl., Northeast | Residential (New), Residential (Existing) | Heating (Equip.), Cooling (Equip.) | 16.4583 | 5.4579 | 10.1915 | 181.506 | 47.0825 | 45.2241 | 43.8171 | 42.8375 | 42.7158 | 42.5647 | 42.6221 | 42.6825 | 42.9753 | 43.1868 | 43.3544 | 43.38 | 43.5228 | 43.8097 | 43.7908 | 43.9965 | 44.2257 | 44.248 | 44.2037 | 44.0472 | 44.1584 | 44.8477 | 44.7534 | 44.6787 | 44.6313 | 44.63
Prosp. Res. ASHP (FS) + Env. + Ctls. CC | Efficient uncompeted | Northwest, Great Basin, Rocky Mountains, Upper Midwest, Lakes/Mid-Atl., Northeast | Residential (New), Residential (Existing) | Heating (Equip.), Cooling (Equip.) | 16.4583 | 5.4579 | 10.1915 | 181.506 | 47.0825 | 45.2241 | 43.8171 | 42.8375 | 42.7158 | 28.6031 | 28.5496 | 28.7075 | 28.7767 | 29.0817 | 28.9904 | 29.0373 | 29.0103 | 29.0185 | 29.0978 | 5.7393 | 5.9179 | 6.0699 | 6.2706 | 6.4685 | 6.6455 | 6.9049 | 7.1818 | 7.4318 | 7.8354 | 8.347
Prosp. Res. ASHP (FS) + Env. + Ctls. CC | Baseline competed | Northwest, Great Basin, Rocky Mountains, Upper Midwest, Lakes/Mid-Atl., Northeast | Residential (New), Residential (Existing) | Heating (Equip.), Cooling (Equip.) | 16.4583 | 5.4579 | 10.1915 | 181.506 | 1e-14 | 1.1e-14 | 6.6e-14 | 3.1e-14 | 3.6e-14 | 0.11463 | 0.11321 | 0.10666 | 0.0039126 | 0.0036967 | 0.0038537 | 0.0038057 | 0.0038872 | 0.0040044 | 0.0039049 | 0.4103 | 0.40966 | 0.40831 | 0.40252 | 0.39631 | 0.39389 | 0.38806 | 0.37503 | 0.36551 | 0.34436 | 0.3157
Prosp. Res. ASHP (FS) + Env. + Ctls. CC | Efficient competed | Northwest, Great Basin, Rocky Mountains, Upper Midwest, Lakes/Mid-Atl., Northeast | Residential (New), Residential (Existing) | Heating (Equip.), Cooling (Equip.) | 16.4583 | 5.4579 | 10.1915 | 181.506 | 1e-14 | 1.1e-14 | 6.6e-14 | 3.1e-14 | 3.6e-14 | 0.090208 | 0.089692 | 0.085746 | 0.0026956 | 0.002552 | 0.0026601 | 0.0026237 | 0.0026737 | 0.0027465 | 0.0026699 | 0.026589 | 0.026787 | 0.026777 | 0.026844 | 0.026922 | 0.027026 | 0.027899 | 0.028196 | 0.028142 | 0.028582 | 0.028897
Prosp. Res. ASHP (LFL) + Env. + Ctls. | Baseline uncompeted | California, Upper Midwest, Lower Midwest, Texas, Southwest, Southeast | Residential (New), Residential (Existing) | Heating (Equip.), Cooling (Equip.) | 43.3345 | 2.2972 | 3.9064 | 273.6402 | 11.5687 | 11.4448 | 11.3683 | 11.3227 | 11.363 | 11.4689 | 11.6138 | 11.719 | 12.0717 | 12.3039 | 12.4192 | 12.6373 | 12.9366 | 13.2608 | 13.4751 | 13.7157 | 13.9146 | 14.1065 | 14.3018 | 14.5364 | 14.7852 | 14.983 | 15.1826 | 15.3718 | 15.5577 | 15.6675
Prosp. Res. ASHP (LFL) + Env. + Ctls. | Efficient uncompeted | California, Upper Midwest, Lower Midwest, Texas, Southwest, Southeast | Residential (New), Residential (Existing) | Heating (Equip.), Cooling (Equip.) | 43.3345 | 2.2972 | 3.9064 | 273.6402 | 11.5687 | 11.4448 | 11.3683 | 11.3227 | 11.363 | 1.1299 | 1.1446 | 1.1481 | 1.1849 | 1.1999 | 1.2124 | 1.2261 | 1.2533 | 1.2884 | 1.3008 | 0.52253 | 0.54664 | 0.58512 | 0.615 | 0.64909 | 0.68999 | 0.73403 | 0.77419 | 0.8047 | 0.84786 | 0.88928
Prosp. Res. ASHP (LFL) + Env. + Ctls. | Baseline competed | California, Upper Midwest, Lower Midwest, Texas, Southwest, Southeast | Residential (New), Residential (Existing) | Heating (Equip.), Cooling (Equip.) | 43.3345 | 2.2972 | 3.9064 | 273.6402 | 1e-15 | -2e-15 | -3e-15 | -3e-15 | 7e-15 | 11.3682 | 11.5109 | 11.6143 | 11.95 | 12.1843 | 12.2922 | 12.5119 | 12.8137 | 13.14 | 13.3556 | 13.6584 | 13.8565 | 14.046 | 14.2402 | 14.474 | 14.7209 | 14.9164 | 15.1142 | 15.3021 | 15.486 | 15.5919
Prosp. Res. ASHP (LFL) + Env. + Ctls. | Efficient competed | California, Upper Midwest, Lower Midwest, Texas, Southwest, Southeast | Residential (New), Residential (Existing) | Heating (Equip.), Cooling (Equip.) | 43.3345 | 2.2972 | 3.9064 | 273.6402 | 1e-15 | -2e-15 | -3e-15 | -3e-15 | 7e-15 | 1.1202 | 1.1347 | 1.1381 | 1.174 | 1.1893 | 1.2011 | 1.215 | 1.2425 | 1.2777 | 1.2903 | 0.52036 | 0.54438 | 0.58264 | 0.61238 | 0.64635 | 0.68704 | 0.73083 | 0.77079 | 0.80115 | 0.84407 | 0.88515
Prosp. Res. ASHP (LFL) + Env. + Ctls. CC | Baseline uncompeted | Northwest, Great Basin, Rocky Mountains, Upper Midwest, Lakes/Mid-Atl., Northeast | Residential (New), Residential (Existing) | Heating (Equip.), Cooling (Equip.) | 21.3088 | 4.434 | 9.8806 | 514.2744 | 3.7031 | 3.69 | 3.6794 | 3.686 | 3.7068 | 3.7162 | 3.7345 | 3.7709 | 3.7972 | 3.8395 | 3.8473 | 3.8879 | 3.9258 | 3.9735 | 4.0222 | 4.0707 | 4.1145 | 4.1505 | 4.1802 | 4.204 | 4.2403 | 4.2743 | 4.3032 | 4.3409 | 4.3538 | 4.3783
Prosp. Res. ASHP (LFL) + Env. + Ctls. CC | Efficient uncompeted | Northwest, Great Basin, Rocky Mountains, Upper Midwest, Lakes/Mid-Atl., Northeast | Residential (New), Residential (Existing) | Heating (Equip.), Cooling (Equip.) | 21.3088 | 4.434 | 9.8806 | 514.2744 | 3.7031 | 3.69 | 3.6794 | 3.686 | 3.7068 | 0.52269 | 0.52072 | 0.52087 | 0.51939 | 0.51942 | 0.51613 | 0.51567 | 0.51576 | 0.51672 | 0.51809 | 0.12896 | 0.13317 | 0.13669 | 0.14118 | 0.14586 | 0.15007 | 0.15643 | 0.16338 | 0.16932 | 0.17921 | 0.19158
Prosp. Res. ASHP (LFL) + Env. + Ctls. CC | Baseline competed | Northwest, Great Basin, Rocky Mountains, Upper Midwest, Lakes/Mid-Atl., Northeast | Residential (New), Residential (Existing) | Heating (Equip.), Cooling (Equip.) | 21.3088 | 4.434 | 9.8806 | 514.2744 | -2e-15 | -2e-15 | -2e-15 | 0 | 0 | 1.9272 | 1.957 | 2.0097 | 2.0393 | 2.1034 | 2.1173 | 2.1783 | 2.2321 | 2.3 | 2.3674 | 2.938 | 2.9934 | 3.0391 | 3.0742 | 3.0982 | 3.1414 | 3.1786 | 3.2067 | 3.2498 | 3.2497 | 3.2636
Prosp. Res. ASHP (LFL) + Env. + Ctls. CC | Efficient competed | Northwest, Great Basin, Rocky Mountains, Upper Midwest, Lakes/Mid-Atl., Northeast | Residential (New), Residential (Existing) | Heating (Equip.), Cooling (Equip.) | 21.3088 | 4.434 | 9.8806 | 514.2744 | -2e-15 | -2e-15 | -2e-15 | 0 | 0 | 0.21251 | 0.2138 | 0.21785 | 0.21969 | 0.22465 | 0.22406 | 0.22843 | 0.2323 | 0.23769 | 0.24314 | 0.087574 | 0.090997 | 0.093869 | 0.097131 | 0.10028 | 0.10357 | 0.10807 | 0.11276 | 0.11719 | 0.12306 | 0.13077
Prosp. Res. ASHP (RST) + Env. + Ctls. | Baseline uncompeted | California, Upper Midwest, Lower Midwest, Texas, Southwest, Southeast | Residential (New), Residential (Existing) | Heating (Equip.), Cooling (Equip.) | 8.1279 | 8.493 | 15.1103 | 1087.6247 | 12.3592 | 12.1862 | 12.0616 | 11.9592 | 11.9386 | 12.0216 | 12.0894 | 12.108 | 12.3599 | 12.4828 | 12.5114 | 12.6157 | 12.7512 | 12.9115 | 12.9962 | 13.1198 | 13.265 | 13.3889 | 13.5063 | 13.6307 | 13.7323 | 13.7799 | 13.8414 | 13.9126 | 13.9905 | 13.9767
Prosp. Res. ASHP (RST) + Env. + Ctls. | Efficient uncompeted | California, Upper Midwest, Lower Midwest, Texas, Southwest, Southeast | Residential (New), Residential (Existing) | Heating (Equip.), Cooling (Equip.) | 8.1279 | 8.493 | 15.1103 | 1087.6247 | 12.3592 | 12.1862 | 12.0616 | 11.9592 | 11.9386 | 0.81635 | 0.82255 | 0.82178 | 0.84105 | 0.84718 | 0.85126 | 0.85557 | 0.86504 | 0.87926 | 0.88175 | 0.31409 | 0.33329 | 0.35876 | 0.38216 | 0.40839 | 0.43252 | 0.46154 | 0.48801 | 0.50755 | 0.53691 | 0.56305
Prosp. Res. ASHP (RST) + Env. + Ctls. | Baseline competed | California, Upper Midwest, Lower Midwest, Texas, Southwest, Southeast | Residential (New), Residential (Existing) | Heating (Equip.), Cooling (Equip.) | 8.1279 | 8.493 | 15.1103 | 1087.6247 | 2e-15 | -4e-15 | -1e-15 | 1e-15 | -3e-15 | 11.739 | 11.8014 | 11.8148 | 10.3362 | 10.4093 | 10.37 | 10.4205 | 10.4943 | 10.5838 | 10.6217 | 10.8258 | 10.9266 | 10.9913 | 11.0615 | 11.1352 | 11.1796 | 11.1683 | 11.1766 | 11.1988 | 11.2233 | 11.1594
Prosp. Res. ASHP (RST) + Env. + Ctls. | Efficient competed | California, Upper Midwest, Lower Midwest, Texas, Southwest, Southeast | Residential (New), Residential (Existing) | Heating (Equip.), Cooling (Equip.) | 8.1279 | 8.493 | 15.1103 | 1087.6247 | 2e-15 | -4e-15 | -1e-15 | 1e-15 | -3e-15 | 0.79984 | 0.80579 | 0.80491 | 0.75395 | 0.75827 | 0.75806 | 0.76034 | 0.76656 | 0.77603 | 0.77673 | 0.2479 | 0.26453 | 0.2844 | 0.30463 | 0.32738 | 0.34715 | 0.37118 | 0.39439 | 0.41125 | 0.43748 | 0.46073
Prosp. Res. ASHP (RST) + Env. + Ctls. CC | Baseline uncompeted | Northwest, Great Basin, Rocky Mountains, Upper Midwest, Lakes/Mid-Atl., Northeast | Residential (New), Residential (Existing) | Heating (Equip.), Cooling (Equip.) | 6.6181 | 9.3318 | 19.0639 | 1051.2239 | 7.4859 | 7.4357 | 7.3938 | 7.3916 | 7.4046 | 7.3946 | 7.4027 | 7.4399 | 7.4681 | 7.515 | 7.5164 | 7.5424 | 7.5788 | 7.625 | 7.6982 | 7.7706 | 7.8132 | 7.8346 | 7.8441 | 7.8541 | 7.8817 | 7.9018 | 7.9035 | 7.9287 | 7.9142 | 7.9061
Prosp. Res. ASHP (RST) + Env. + Ctls. CC | Efficient uncompeted | Northwest, Great Basin, Rocky Mountains, Upper Midwest, Lakes/Mid-Atl., Northeast | Residential (New), Residential (Existing) | Heating (Equip.), Cooling (Equip.) | 6.6181 | 9.3318 | 19.0639 | 1051.2239 | 7.4859 | 7.4357 | 7.3938 | 7.3916 | 7.4046 | 0.54292 | 0.54137 | 0.54151 | 0.54039 | 0.54051 | 0.53736 | 0.53431 | 0.53344 | 0.53296 | 0.53412 | 0.13296 | 0.13748 | 0.14115 | 0.14597 | 0.15116 | 0.15573 | 0.16275 | 0.1703 | 0.1768 | 0.18799 | 0.20177
Prosp. Res. ASHP (RST) + Env. + Ctls. CC | Baseline competed | Northwest, Great Basin, Rocky Mountains, Upper Midwest, Lakes/Mid-Atl., Northeast | Residential (New), Residential (Existing) | Heating (Equip.), Cooling (Equip.) | 6.6181 | 9.3318 | 19.0639 | 1051.2239 | 1e-15 | -1e-15 | -1e-15 | -1e-15 | 2e-15 | 5.0758 | 5.1407 | 5.2445 | 4.2281 | 4.2895 | 4.2975 | 4.3359 | 4.3798 | 4.4324 | 4.5024 | 5.1865 | 5.2088 | 5.2064 | 5.1885 | 5.1708 | 5.1672 | 5.1478 | 5.1085 | 5.0903 | 5.0278 | 4.9569
Prosp. Res. ASHP (RST) + Env. + Ctls. CC | Efficient competed | Northwest, Great Basin, Rocky Mountains, Upper Midwest, Lakes/Mid-Atl., Northeast | Residential (New), Residential (Existing) | Heating (Equip.), Cooling (Equip.) | 6.6181 | 9.3318 | 19.0639 | 1051.2239 | 1e-15 | -1e-15 | -1e-15 | -1e-15 | 2e-15 | 0.37491 | 0.37844 | 0.38453 | 0.36087 | 0.36622 | 0.36711 | 0.36931 | 0.3729 | 0.377 | 0.38268 | 0.09317 | 0.096886 | 0.099765 | 0.10352 | 0.10755 | 0.11109 | 0.11648 | 0.12216 | 0.12708 | 0.13545 | 0.14562
Prosp. Res. N-Elec. Env. | Baseline uncompeted | Northwest, Great Basin, California, Rocky Mountains, Upper Midwest, Lower Midwest, Lakes/Mid-Atl., Texas, Southwest, Southeast, Northeast | Residential (New), Residential (Existing) | Heating (Equip.) | 63.3857 | 1.5776 | 2.3683 | 44.3888 | 67.6796 | 64.5309 | 62.1528 | 60.4759 | 60.0824 | 59.7268 | 59.6972 | 59.6777 | 60.0193 | 60.2115 | 60.3455 | 60.226 | 60.249 | 60.4815 | 60.1927 | 60.2668 | 60.3875 | 60.1977 | 59.889 | 59.4173 | 59.3179 | 60.0872 | 59.7015 | 59.3007 | 59.0057 | 58.7698
Prosp. Res. N-Elec. Env. | Efficient uncompeted | Northwest, Great Basin, California, Rocky Mountains, Upper Midwest, Lower Midwest, Lakes/Mid-Atl., Texas, Southwest, Southeast, Northeast | Residential (New), Residential (Existing) | Heating (Equip.) | 63.3857 | 1.5776 | 2.3683 | 44.3888 | 67.6796 | 64.5309 | 62.1528 | 60.4759 | 60.0824 | 43.6555 | 43.7251 | 43.7991 | 44.107 | 44.3355 | 44.5236 | 44.4966 | 44.6019 | 44.8601 | 44.7049 | 8.4537 | 8.816 | 9.0852 | 9.4672 | 9.855 | 10.2134 | 10.9499 | 11.5596 | 12.0091 | 12.8898 | 13.9447
Prosp. Res. N-Elec. Env. | Baseline competed | Northwest, Great Basin, California, Rocky Mountains, Upper Midwest, Lower Midwest, Lakes/Mid-Atl., Texas, Southwest, Southeast, Northeast | Residential (New), Residential (Existing) | Heating (Equip.) | 63.3857 | 1.5776 | 2.3683 | 44.3888 | -1.07e-13 | -7.3e-14 | -4.8e-14 | -1.1e-14 | 3.6e-14 | 0.56313 | 0.58887 | 0.61424 | 0.93742 | 0.95914 | 0.98271 | 1.0227 | 1.0518 | 1.0711 | 1.1203 | 50.3534 | 50.1356 | 49.6614 | 48.9191 | 47.9694 | 47.4605 | 47.491 | 46.3239 | 45.3164 | 43.8448 | 42.1357
Prosp. Res. N-Elec. Env. | Efficient competed | Northwest, Great Basin, California, Rocky Mountains, Upper Midwest, Lower Midwest, Lakes/Mid-Atl., Texas, Southwest, Southeast, Northeast | Residential (New), Residential (Existing) | Heating (Equip.) | 63.3857 | 1.5776 | 2.3683 | 44.3888 | -1.07e-13 | -7.3e-14 | -4.8e-14 | -1.1e-14 | 3.6e-14 | 0.41427 | 0.43388 | 0.45329 | 0.68856 | 0.70584 | 0.72458 | 0.75507 | 0.77802 | 0.7937 | 0.83121 | 7.0688 | 7.326 | 7.5025 | 7.7421 | 7.9674 | 8.185 | 8.671 | 8.9901 | 9.2013 | 9.6087 | 10.0368
Prosp. Res. N-Elec. Env. + Ctls. | Baseline uncompeted | Northwest, Great Basin, California, Rocky Mountains, Upper Midwest, Lower Midwest, Lakes/Mid-Atl., Texas, Southwest, Southeast, Northeast | Residential (New), Residential (Existing) | Heating (Equip.), Cooling (Equip.) | 32.0791 | 3.1134 | 4.6418 | 87.0659 | 68.4002 | 65.2184 | 62.8176 | 61.1255 | 60.7345 | 60.38 | 60.3543 | 60.3378 | 60.6853 | 60.8824 | 61.0214 | 60.9051 | 60.9348 | 61.1775 | 60.8916 | 60.9736 | 61.1022 | 60.9164 | 60.6097 | 60.1384 | 60.0454 | 60.8361 | 60.452 | 60.0523 | 59.761 | 59.5303
Prosp. Res. N-Elec. Env. + Ctls. | Efficient uncompeted | Northwest, Great Basin, California, Rocky Mountains, Upper Midwest, Lower Midwest, Lakes/Mid-Atl., Texas, Southwest, Southeast, Northeast | Residential (New), Residential (Existing) | Heating (Equip.), Cooling (Equip.) | 32.0791 | 3.1134 | 4.6418 | 87.0659 | 68.4002 | 65.2184 | 62.8176 | 61.1255 | 60.7345 | 32.596 | 32.659 | 32.7299 | 32.9739 | 33.161 | 33.3171 | 33.3099 | 33.399 | 33.6036 | 33.4973 | 6.4529 | 6.7311 | 6.9433 | 7.237 | 7.5355 | 7.8117 | 8.3744 | 8.8407 | 9.1851 | 9.8556 | 10.6564
Prosp. Res. N-Elec. Env. + Ctls. | Baseline competed | Northwest, Great Basin, California, Rocky Mountains, Upper Midwest, Lower Midwest, Lakes/Mid-Atl., Texas, Southwest, Southeast, Northeast | Residential (New), Residential (Existing) | Heating (Equip.), Cooling (Equip.) | 32.0791 | 3.1134 | 4.6418 | 87.0659 | -6.8e-14 | -4.7e-14 | -6.9e-14 | -3e-15 | 7.3e-14 | 0.23787 | 0.24759 | 0.2596 | 0.5326 | 0.54966 | 0.56529 | 0.58469 | 0.60525 | 0.62717 | 0.64806 | 2.705 | 2.7703 | 2.8133 | 2.8482 | 2.8704 | 2.916 | 3.0319 | 3.0515 | 3.0632 | 3.08 | 3.0905
Prosp. Res. N-Elec. Env. + Ctls. | Efficient competed | Northwest, Great Basin, California, Rocky Mountains, Upper Midwest, Lower Midwest, Lakes/Mid-Atl., Texas, Southwest, Southeast, Northeast | Residential (New), Residential (Existing) | Heating (Equip.), Cooling (Equip.) | 32.0791 | 3.1134 | 4.6418 | 87.0659 | -6.8e-14 | -4.7e-14 | -6.9e-14 | -3e-15 | 7.3e-14 | 0.10147 | 0.10606 | 0.11142 | 0.23014 | 0.23818 | 0.24672 | 0.25601 | 0.26626 | 0.27791 | 0.28807 | 0.3361 | 0.35514 | 0.37409 | 0.39311 | 0.41233 | 0.43327 | 0.47293 | 0.49958 | 0.52011 | 0.55596 | 0.5969
Prospective Com. Ctls. (Lighting) | Baseline uncompeted | Northwest, Great Basin, California, Rocky Mountains, Upper Midwest, Lower Midwest, Lakes/Mid-Atl., Texas, Southwest, Southeast, Northeast | Commercial (New), Commercial (Existing) | Lighting | 45.8378 | 2.1315 | 4.4049 | 999 | 7.1227 | 7.1251 | 7.1316 | 7.1091 | 7.0587 | 7.0547 | 7.0339 | 7.0226 | 7.1334 | 7.2067 | 7.1711 | 7.2262 | 7.2557 | 7.3127 | 7.3737 | 7.442 | 7.5156 | 7.6118 | 7.7336 | 7.865 | 7.9443 | 7.8919 | 7.971 | 8.1157 | 8.1713 | 8.1915
Prospective Com. Ctls. (Lighting) | Efficient uncompeted | Northwest, Great Basin, California, Rocky Mountains, Upper Midwest, Lower Midwest, Lakes/Mid-Atl., Texas, Southwest, Southeast, Northeast | Commercial (New), Commercial (Existing) | Lighting | 45.8378 | 2.1315 | 4.4049 | 999 | 7.1227 | 7.1251 | 7.1316 | 7.1091 | 7.0587 | 4.9383 | 4.9237 | 4.9158 | 4.9934 | 5.0447 | 5.0198 | 5.0583 | 5.079 | 5.1189 | 5.1616 | 5.2094 | 5.2609 | 5.3283 | 5.4135 | 5.5055 | 5.561 | 5.5243 | 5.5797 | 5.681 | 5.7199 | 5.7341
Prospective Com. Ctls. (Lighting) | Baseline competed | Northwest, Great Basin, California, Rocky Mountains, Upper Midwest, Lower Midwest, Lakes/Mid-Atl., Texas, Southwest, Southeast, Northeast | Commercial (New), Commercial (Existing) | Lighting | 45.8378 | 2.1315 | 4.4049 | 999 | -1.3e-14 | 2.4e-14 | -3.6e-14 | -2.9e-14 | 0 | 3.4497 | 3.4396 | 3.434 | 3.4882 | 3.5241 | 3.5067 | 3.5336 | 3.5481 | 3.5759 | 3.6057 | 3.6391 | 3.6751 | 3.7222 | 3.7817 | 3.846 | 3.8847 | 3.8591 | 3.8978 | 3.9686 | 3.9958 | 4.0057
Prospective Com. Ctls. (Lighting) | Efficient competed | Northwest, Great Basin, California, Rocky Mountains, Upper Midwest, Lower Midwest, Lakes/Mid-Atl., Texas, Southwest, Southeast, Northeast | Commercial (New), Commercial (Existing) | Lighting | 45.8378 | 2.1315 | 4.4049 | 999 | -1.3e-14 | 2.4e-14 | -3.6e-14 | -2.9e-14 | 0 | 2.4148 | 2.4077 | 2.4038 | 2.4418 | 2.4668 | 2.4547 | 2.4735 | 2.4836 | 2.5031 | 2.524 | 2.5474 | 2.5726 | 2.6055 | 2.6472 | 2.6922 | 2.7193 | 2.7014 | 2.7285 | 2.778 | 2.797 | 2.804
Prospective Commercial HPWH | Baseline uncompeted | Northwest, Great Basin, California, Rocky Mountains, Upper Midwest, Lower Midwest, Lakes/Mid-Atl., Texas, Southwest, Southeast, Northeast | Commercial (New), Commercial (Existing) | Water Heating | 999 | 0 | -1.7641 | -116.1177 | 0.63817 | 0.60731 | 0.59133 | 0.57701 | 0.56668 | 0.56002 | 0.55461 | 0.54822 | 0.54752 | 0.54475 | 0.53574 | 0.53067 | 0.52514 | 0.52116 | 0.51523 | 0.50867 | 0.5021 | 0.49436 | 0.48714 | 0.4797 | 0.47237 | 0.46371 | 0.454 | 0.44682 | 0.43775 | 0.42808
Prospective Commercial HPWH | Efficient uncompeted | Northwest, Great Basin, California, Rocky Mountains, Upper Midwest, Lower Midwest, Lakes/Mid-Atl., Texas, Southwest, Southeast, Northeast | Commercial (New), Commercial (Existing) | Water Heating | 999 | 0 | -1.7641 | -116.1177 | 0.63817 | 0.60731 | 0.59133 | 0.57701 | 0.56668 | 0.13997 | 0.13861 | 0.13702 | 0.13684 | 0.13615 | 0.1339 | 0.13263 | 0.13125 | 0.13026 | 0.12877 | 0.12713 | 0.12549 | 0.12356 | 0.12175 | 0.11989 | 0.11806 | 0.11589 | 0.11347 | 0.11167 | 0.10941 | 0.10699
Prospective Commercial HPWH | Baseline competed | Northwest, Great Basin, California, Rocky Mountains, Upper Midwest, Lower Midwest, Lakes/Mid-Atl., Texas, Southwest, Southeast, Northeast | Commercial (New), Commercial (Existing) | Water Heating | 999 | 0 | -1.7641 | -116.1177 | 0 | 0 | 0 | -1e-15 | 0 | 0.56002 | 0.55461 | 0.54822 | 0.54752 | 0.54475 | 0.53574 | 0.53067 | 0.52514 | 0.52116 | 0.51523 | 0.50867 | 0.5021 | 0.49436 | 0.48714 | 0.4797 | 0.47237 | 0.46371 | 0.454 | 0.44682 | 0.43775 | 0.42808
Prospective Commercial HPWH | Efficient competed | Northwest, Great Basin, California, Rocky Mountains, Upper Midwest, Lower Midwest, Lakes/Mid-Atl., Texas, Southwest, Southeast, Northeast | Commercial (New), Commercial (Existing) | Water Heating | 999 | 0 | -1.7641 | -116.1177 | 0 | 0 | 0 | -1e-15 | 0 | 0.13997 | 0.13861 | 0.13702 | 0.13684 | 0.13615 | 0.1339 | 0.13263 | 0.13125 | 0.13026 | 0.12877 | 0.12713 | 0.12549 | 0.12356 | 0.12175 | 0.11989 | 0.11806 | 0.11589 | 0.11347 | 0.11167 | 0.10941 | 0.10699
Prospective Commercial HPWH (FS) | Baseline uncompeted | Northwest, Great Basin, California, Rocky Mountains, Upper Midwest, Lower Midwest, Lakes/Mid-Atl., Texas, Southwest, Southeast, Northeast | Commercial (New), Commercial (Existing) | Water Heating | 999 | 0 | -1.0467 | -8.4554 | 5.5443 | 5.4085 | 5.3505 | 5.3528 | 5.429 | 5.4913 | 5.5891 | 5.6781 | 5.7978 | 5.8927 | 5.9771 | 6.0285 | 6.0999 | 6.1993 | 6.2163 | 6.2887 | 6.3642 | 6.394 | 6.4073 | 6.4085 | 6.4685 | 6.6155 | 6.6052 | 6.6063 | 6.6409 | 6.6919
Prospective Commercial HPWH (FS) | Efficient uncompeted | Northwest, Great Basin, California, Rocky Mountains, Upper Midwest, Lower Midwest, Lakes/Mid-Atl., Texas, Southwest, Southeast, Northeast | Commercial (New), Commercial (Existing) | Water Heating | 999 | 0 | -1.0467 | -8.4554 | 5.5443 | 5.4085 | 5.3505 | 5.3528 | 5.429 | 5.1105 | 5.1664 | 5.2328 | 5.3257 | 5.3968 | 5.4374 | 5.48 | 5.5223 | 5.5859 | 5.6482 | 5.6902 | 5.734 | 5.7647 | 5.8024 | 5.8321 | 5.8474 | 5.8287 | 5.7983 | 5.8137 | 5.7953 | 5.7629
Prospective Commercial HPWH (FS) | Baseline competed | Northwest, Great Basin, California, Rocky Mountains, Upper Midwest, Lower Midwest, Lakes/Mid-Atl., Texas, Southwest, Southeast, Northeast | Commercial (New), Commercial (Existing) | Water Heating | 999 | 0 | -1.0467 | -8.4554 | 3e-15 | -4e-15 | 4e-15 | 2e-15 | 7e-15 | 4.9193 | 5.0067 | 5.0862 | 5.1932 | 5.2779 | 5.3533 | 5.3992 | 5.463 | 5.5517 | 5.5668 | 5.6315 | 5.6989 | 5.7254 | 5.7373 | 5.7382 | 5.7918 | 5.9233 | 5.914 | 5.9149 | 5.9458 | 6.6264
Prospective Commercial HPWH (FS) | Efficient competed | Northwest, Great Basin, California, Rocky Mountains, Upper Midwest, Lower Midwest, Lakes/Mid-Atl., Texas, Southwest, Southeast, Northeast | Commercial (New), Commercial (Existing) | Water Heating | 999 | 0 | -1.0467 | -8.4554 | 3e-15 | -4e-15 | 4e-15 | 2e-15 | 7e-15 | 4.5688 | 4.6188 | 4.6781 | 4.7611 | 4.8247 | 4.8609 | 4.899 | 4.9368 | 4.9936 | 5.0493 | 5.0868 | 5.126 | 5.1533 | 5.1869 | 5.2134 | 5.2271 | 5.2103 | 5.1831 | 5.1969 | 5.1803 | 5.7057
Prospective Commercial Refrigeration | Baseline uncompeted | Northwest, Great Basin, California, Rocky Mountains, Upper Midwest, Lower Midwest, Lakes/Mid-Atl., Texas, Southwest, Southeast, Northeast | Commercial (New), Commercial (Existing) | Refrigeration | -19.8772 | 41.1097 | 80.0806 | 5556.3356 | 20.2255 | 19.8522 | 19.5939 | 19.4039 | 19.338 | 19.3725 | 19.4755 | 19.5862 | 19.8801 | 20.1062 | 20.1094 | 20.2575 | 20.3709 | 20.562 | 20.6872 | 20.762 | 20.8577 | 20.8911 | 20.9387 | 20.9582 | 20.9801 | 20.9445 | 20.8459 | 20.8371 | 20.7087 | 20.5717
Prospective Commercial Refrigeration | Efficient uncompeted | Northwest, Great Basin, California, Rocky Mountains, Upper Midwest, Lower Midwest, Lakes/Mid-Atl., Texas, Southwest, Southeast, Northeast | Commercial (New), Commercial (Existing) | Refrigeration | -19.8772 | 41.1097 | 80.0806 | 5556.3356 | 20.2255 | 19.8522 | 19.5939 | 19.4039 | 19.338 | 13.9482 | 14.087 | 14.2205 | 14.478 | 14.6698 | 14.6929 | 14.8187 | 14.9167 | 15.0696 | 15.1726 | 15.2372 | 15.3165 | 15.3491 | 15.3913 | 15.4122 | 15.434 | 15.4128 | 15.3444 | 15.3416 | 15.2504 | 15.1525
Prospective Commercial Refrigeration | Baseline competed | Northwest, Great Basin, California, Rocky Mountains, Upper Midwest, Lower Midwest, Lakes/Mid-Atl., Texas, Southwest, Southeast, Northeast | Commercial (New), Commercial (Existing) | Refrigeration | -19.8772 | 41.1097 | 80.0806 | 5556.3356 | 1.7091 | 1.6509 | 1.6053 | 1.5698 | 1.5482 | 1.5406 | 1.5392 | 1.539 | 1.5565 | 1.5688 | 1.5648 | 1.5726 | 1.5794 | 1.5925 | 1.6004 | 1.6064 | 1.6129 | 1.6152 | 1.6187 | 1.6208 | 1.6232 | 1.6204 | 1.6136 | 1.6138 | 1.6061 | 1.5959
Prospective Commercial Refrigeration | Efficient competed | Northwest, Great Basin, California, Rocky Mountains, Upper Midwest, Lower Midwest, Lakes/Mid-Atl., Texas, Southwest, Southeast, Northeast | Commercial (New), Commercial (Existing) | Refrigeration | -19.8772 | 41.1097 | 80.0806 | 5556.3356 | 1.7091 | 1.6509 | 1.6053 | 1.5698 | 1.5482 | 1.1092 | 1.1171 | 1.1244 | 1.1435 | 1.158 | 1.1597 | 1.1694 | 1.1779 | 1.1906 | 1.1991 | 1.2057 | 1.2126 | 1.216 | 1.2199 | 1.2228 | 1.2257 | 1.2245 | 1.2202 | 1.2211 | 1.2158 | 1.2087
Prospective Residential Ctls. (CAC) | Baseline uncompeted | Northwest, Great Basin, California, Rocky Mountains, Upper Midwest, Lower Midwest, Lakes/Mid-Atl., Texas, Southwest, Southeast, Northeast | Residential (New), Residential (Existing) | Cooling (Equip.) | 2.9702 | 8.5432 | 21.8052 | 1439.9124 | 19.4428 | 19.5355 | 19.716 | 19.9428 | 20.3141 | 20.8305 | 21.3542 | 21.8599 | 22.646 | 23.3664 | 23.9371 | 24.6177 | 25.3937 | 26.2461 | 27.011 | 27.8052 | 28.622 | 29.3961 | 30.1605 | 30.9349 | 31.7254 | 32.438 | 33.1293 | 33.8868 | 34.5748 | 35.1288
Prospective Residential Ctls. (CAC) | Efficient uncompeted | Northwest, Great Basin, California, Rocky Mountains, Upper Midwest, Lower Midwest, Lakes/Mid-Atl., Texas, Southwest, Southeast, Northeast | Residential (New), Residential (Existing) | Cooling (Equip.) | 2.9702 | 8.5432 | 21.8052 | 1439.9124 | 19.4428 | 19.5355 | 19.716 | 19.9428 | 20.3141 | 14.5813 | 14.948 | 15.3019 | 15.8522 | 16.3565 | 16.756 | 17.2324 | 17.7756 | 18.3723 | 18.9077 | 19.4636 | 20.0354 | 20.5773 | 21.1124 | 21.6544 | 22.2078 | 22.7066 | 23.1905 | 23.7208 | 24.2023 | 24.5902
Prospective Residential Ctls. (CAC) | Baseline competed | Northwest, Great Basin, California, Rocky Mountains, Upper Midwest, Lower Midwest, Lakes/Mid-Atl., Texas, Southwest, Southeast, Northeast | Residential (New), Residential (Existing) | Cooling (Equip.) | 2.9702 | 8.5432 | 21.8052 | 1439.9124 | 6e-15 | -1e-15 | 0 | 1e-15 | 4e-15 | 14.1906 | 14.5542 | 14.9072 | 18.7974 | 19.4078 | 19.9217 | 20.5034 | 21.1584 | 21.8778 | 22.5228 | 20.9232 | 21.6026 | 22.2823 | 22.954 | 23.6402 | 24.3329 | 25.0164 | 25.677 | 26.3532 | 27.0396 | 27.6635
Prospective Residential Ctls. (CAC) | Efficient competed | Northwest, Great Basin, California, Rocky Mountains, Upper Midwest, Lower Midwest, Lakes/Mid-Atl., Texas, Southwest, Southeast, Northeast | Residential (New), Residential (Existing) | Cooling (Equip.) | 2.9702 | 8.5432 | 21.8052 | 1439.9124 | 6e-15 | -1e-15 | 0 | 1e-15 | 4e-15 | 9.9334 | 10.1879 | 10.4351 | 13.1582 | 13.5855 | 13.9452 | 14.3524 | 14.8109 | 15.3144 | 15.7659 | 14.6463 | 15.1218 | 15.5976 | 16.0678 | 16.5482 | 17.0331 | 17.5115 | 17.9739 | 18.4472 | 18.9277 | 19.3645
Prospective Residential Ctls. (Lighting) | Baseline uncompeted | Northwest, Great Basin, California, Rocky Mountains, Upper Midwest, Lower Midwest, Lakes/Mid-Atl., Texas, Southwest, Southeast, Northeast | Residential (New), Residential (Existing) | Lighting | 999 | 0 | 0 | 0 | 8.2502 | 8.1195 | 8.0715 | 8.0861 | 8.1483 | 8.1527 | 8.1844 | 8.2259 | 8.3266 | 8.4238 | 8.4605 | 8.5384 | 8.6225 | 8.7231 | 8.8055 | 8.7325 | 8.6721 | 8.6154 | 8.5815 | 8.5739 | 8.5876 | 8.5808 | 8.564 | 8.5712 | 8.5505 | 8.5196
Prospective Residential Ctls. (Lighting) | Efficient uncompeted | Northwest, Great Basin, California, Rocky Mountains, Upper Midwest, Lower Midwest, Lakes/Mid-Atl., Texas, Southwest, Southeast, Northeast | Residential (New), Residential (Existing) | Lighting | 999 | 0 | 0 | 0 | 8.2502 | 8.1195 | 8.0715 | 8.0861 | 8.1483 | 5.7069 | 5.7291 | 5.7581 | 5.8286 | 5.8966 | 5.9223 | 5.9768 | 6.0358 | 6.1062 | 6.1639 | 6.1128 | 6.0705 | 6.0308 | 6.007 | 6.0018 | 6.0113 | 6.0066 | 5.9948 | 5.9998 | 5.9853 | 5.9637
Prospective Residential Ctls. (Lighting) | Baseline competed | Northwest, Great Basin, California, Rocky Mountains, Upper Midwest, Lower Midwest, Lakes/Mid-Atl., Texas, Southwest, Southeast, Northeast | Residential (New), Residential (Existing) | Lighting | 999 | 0 | 0 | 0 | 4.2742 | 4.2309 | 4.2129 | 4.2233 | 4.2612 | 4.6594 | 4.7079 | 4.7558 | 4.8313 | 4.8966 | 4.9213 | 4.9686 | 5.0186 | 5.0771 | 5.1243 | 5.1675 | 5.1662 | 5.1582 | 5.154 | 5.1597 | 5.1757 | 5.1786 | 5.1745 | 5.1838 | 5.1756 | 5.1612
Prospective Residential Ctls. (Lighting) | Efficient competed | Northwest, Great Basin, California, Rocky Mountains, Upper Midwest, Lower Midwest, Lakes/Mid-Atl., Texas, Southwest, Southeast, Northeast | Residential (New), Residential (Existing) | Lighting | 999 | 0 | 0 | 0 | 4.2742 | 4.2309 | 4.2129 | 4.2233 | 4.2612 | 3.2616 | 3.2955 | 3.3291 | 3.3819 | 3.4276 | 3.4449 | 3.478 | 3.513 | 3.554 | 3.587 | 3.6173 | 3.6164 | 3.6108 | 3.6078 | 3.6118 | 3.623 | 3.625 | 3.6222 | 3.6287 | 3.6229 | 3.6129
Prospective Residential Dryer | Baseline uncompeted | Northwest, Great Basin, California, Rocky Mountains, Upper Midwest, Lower Midwest, Lakes/Mid-Atl., Texas, Southwest, Southeast, Northeast | Residential (New), Residential (Existing) | Other | 16.1819 | 5.3004 | 11.2405 | 740.2102 | 9.3355 | 9.376 | 9.4404 | 9.5332 | 9.6712 | 9.8416 | 10.0301 | 10.2112 | 10.4753 | 10.7083 | 10.8538 | 11.0657 | 11.2866 | 11.5287 | 11.7456 | 11.9641 | 12.1692 | 12.349 | 12.5203 | 12.691 | 12.8653 | 13.0003 | 13.126 | 13.2661 | 13.3692 | 13.4412
Prospective Residential Dryer | Efficient uncompeted | Northwest, Great Basin, California, Rocky Mountains, Upper Midwest, Lower Midwest, Lakes/Mid-Atl., Texas, Southwest, Southeast, Northeast | Residential (New), Residential (Existing) | Other | 16.1819 | 5.3004 | 11.2405 | 740.2102 | 9.3355 | 9.376 | 9.4404 | 9.5332 | 9.6712 | 4.9208 | 5.0151 | 5.1056 | 5.2377 | 5.3541 | 5.4269 | 5.5329 | 5.6433 | 5.7644 | 5.8728 | 5.9821 | 6.0846 | 6.1745 | 6.2602 | 6.3455 | 6.4326 | 6.5001 | 6.563 | 6.6331 | 6.6846 | 6.7206
Prospective Residential Dryer | Baseline competed | Northwest, Great Basin, California, Rocky Mountains, Upper Midwest, Lower Midwest, Lakes/Mid-Atl., Texas, Southwest, Southeast, Northeast | Residential (New), Residential (Existing) | Other | 16.1819 | 5.3004 | 11.2405 | 740.2102 | -4e-15 | -2e-15 | -1e-15 | -2e-15 | 6e-15 | 9.3801e-06 | 9.7136e-06 | 1.0008e-05 | 1.0836e-05 | 1.1485e-05 | 1.1556e-05 | 1.2067e-05 | 1.2664e-05 | 1.344e-05 | 1.4059e-05 | 1.4703e-05 | 1.5257e-05 | 1.5628e-05 | 1.5939e-05 | 1.6251e-05 | 1.66e-05 | 1.6629e-05 | 1.6587e-05 | 1.667e-05 | 1.6467e-05 | 1.6041e-05
Prospective Residential Dryer | Efficient competed | Northwest, Great Basin, California, Rocky Mountains, Upper Midwest, Lower Midwest, Lakes/Mid-Atl., Texas, Southwest, Southeast, Northeast | Residential (New), Residential (Existing) | Other | 16.1819 | 5.3004 | 11.2405 | 740.2102 | -4e-15 | -2e-15 | -1e-15 | -2e-15 | 6e-15 | 4.6901e-06 | 4.8568e-06 | 5.0039e-06 | 5.418e-06 | 5.7423e-06 | 5.7782e-06 | 6.0337e-06 | 6.3318e-06 | 6.72e-06 | 7.0295e-06 | 7.3517e-06 | 7.6287e-06 | 7.814e-06 | 7.9694e-06 | 8.1257e-06 | 8.3002e-06 | 8.3147e-06 | 8.2934e-06 | 8.3351e-06 | 8.2336e-06 | 8.0207e-06
Prospective Residential HPWH | Baseline uncompeted | Northwest, Great Basin, California, Rocky Mountains, Upper Midwest, Lower Midwest, Lakes/Mid-Atl., Texas, Southwest, Southeast, Northeast | Residential (New), Residential (Existing) | Water Heating | 19.1818 | 4.8383 | 8.9094 | 576.1377 | 22.662 | 22.1952 | 21.8168 | 21.5245 | 21.3436 | 21.2343 | 21.1773 | 21.1097 | 21.4403 | 21.6906 | 21.8062 | 22.0702 | 22.3753 | 22.7321 | 23.0123 | 23.3083 | 23.5514 | 23.7473 | 23.9232 | 24.1019 | 24.2824 | 24.3844 | 24.4718 | 24.577 | 24.6237 | 24.6025
Prospective Residential HPWH | Efficient uncompeted | Northwest, Great Basin, California, Rocky Mountains, Upper Midwest, Lower Midwest, Lakes/Mid-Atl., Texas, Southwest, Southeast, Northeast | Residential (New), Residential (Existing) | Water Heating | 19.1818 | 4.8383 | 8.9094 | 576.1377 | 22.662 | 22.1952 | 21.8168 | 21.5245 | 21.3436 | 5.2943 | 5.2801 | 5.2633 | 5.3457 | 5.4081 | 5.4369 | 5.5027 | 5.5788 | 5.6678 | 5.7377 | 5.8114 | 5.8721 | 5.9209 | 5.9648 | 6.0093 | 6.0543 | 6.0798 | 6.1015 | 6.1278 | 6.1394 | 6.1341
Prospective Residential HPWH | Baseline competed | Northwest, Great Basin, California, Rocky Mountains, Upper Midwest, Lower Midwest, Lakes/Mid-Atl., Texas, Southwest, Southeast, Northeast | Residential (New), Residential (Existing) | Water Heating | 19.1818 | 4.8383 | 8.9094 | 576.1377 | -1.4e-14 | 7e-15 | -1e-15 | -2e-15 | -9e-15 | 5.5722e-06 | 5.393e-06 | 5.2181e-06 | 1.3149e-06 | 1.3173e-06 | 1.3062e-06 | 1.3076e-06 | 1.3125e-06 | 1.3214e-06 | 1.3238e-06 | 1.3271e-06 | 1.326e-06 | 1.3213e-06 | 1.3152e-06 | 1.3097e-06 | 1.3046e-06 | 1.2937e-06 | 1.2821e-06 | 1.272e-06 | 1.2585e-06 | 1.2405e-06
Prospective Residential HPWH | Efficient competed | Northwest, Great Basin, California, Rocky Mountains, Upper Midwest, Lower Midwest, Lakes/Mid-Atl., Texas, Southwest, Southeast, Northeast | Residential (New), Residential (Existing) | Water Heating | 19.1818 | 4.8383 | 8.9094 | 576.1377 | -1.4e-14 | 7e-15 | -1e-15 | -2e-15 | -9e-15 | 1.3893e-06 | 1.3446e-06 | 1.301e-06 | 3.2783e-07 | 3.2845e-07 | 3.2567e-07 | 3.2602e-07 | 3.2724e-07 | 3.2946e-07 | 3.3006e-07 | 3.3089e-07 | 3.3061e-07 | 3.2944e-07 | 3.2792e-07 | 3.2655e-07 | 3.2529e-07 | 3.2257e-07 | 3.1966e-07 | 3.1716e-07 | 3.1378e-07 | 3.0929e-07
Prospective Residential HPWH (FS) | Baseline uncompeted | Northwest, Great Basin, California, Rocky Mountains, Upper Midwest, Lower Midwest, Lakes/Mid-Atl., Texas, Southwest, Southeast, Northeast | Residential (New), Residential (Existing) | Water Heating | 67.7129 | 1.4762 | 1.7476 | 20.3442 | 14.7891 | 14.2378 | 13.8894 | 13.7079 | 13.8591 | 14.006 | 14.2042 | 14.3853 | 14.6317 | 14.8424 | 15.037 | 15.1617 | 15.3201 | 15.5352 | 15.5947 | 15.7574 | 15.926 | 16.0081 | 16.0556 | 16.0709 | 16.2093 | 16.6249 | 16.6573 | 16.6904 | 16.7752 | 16.8889
Prospective Residential HPWH (FS) | Efficient uncompeted | Northwest, Great Basin, California, Rocky Mountains, Upper Midwest, Lower Midwest, Lakes/Mid-Atl., Texas, Southwest, Southeast, Northeast | Residential (New), Residential (Existing) | Water Heating | 67.7129 | 1.4762 | 1.7476 | 20.3442 | 14.7891 | 14.2378 | 13.8894 | 13.7079 | 13.8591 | 8.3964 | 8.5176 | 8.6514 | 8.8117 | 8.9756 | 9.0634 | 9.1803 | 9.296 | 9.4317 | 9.5679 | 9.6927 | 9.8099 | 9.9061 | 10.004 | 10.0898 | 10.1787 | 10.2145 | 10.233 | 10.2998 | 10.3126 | 10.3152
Prospective Residential HPWH (FS) | Baseline competed | Northwest, Great Basin, California, Rocky Mountains, Upper Midwest, Lower Midwest, Lakes/Mid-Atl., Texas, Southwest, Southeast, Northeast | Residential (New), Residential (Existing) | Water Heating | 67.7129 | 1.4762 | 1.7476 | 20.3442 | 2e-15 | -7e-15 | 6e-15 | -4e-15 | -4e-15 | 0.90052 | 0.84313 | 0.78512 | 0.33592 | 0.33287 | 0.33475 | 0.32693 | 0.32304 | 0.32354 | 0.3081 | 0.30415 | 0.3014 | 0.29225 | 0.28018 | 0.26677 | 0.26445 | 0.29174 | 0.28469 | 0.27445 | 0.27284 | 0.27506
Prospective Residential HPWH (FS) | Efficient competed | Northwest, Great Basin, California, Rocky Mountains, Upper Midwest, Lower Midwest, Lakes/Mid-Atl., Texas, Southwest, Southeast, Northeast | Residential (New), Residential (Existing) | Water Heating | 67.7129 | 1.4762 | 1.7476 | 20.3442 | 2e-15 | -7e-15 | 6e-15 | -4e-15 | -4e-15 | 0.38037 | 0.36398 | 0.34552 | 0.17985 | 0.17898 | 0.18041 | 0.17697 | 0.17555 | 0.17664 | 0.16888 | 0.16741 | 0.16649 | 0.16199 | 0.15573 | 0.14871 | 0.14802 | 0.16406 | 0.16048 | 0.15514 | 0.15444 | 0.15594
Prospective Residential Refrigeration | Baseline uncompeted | Northwest, Great Basin, California, Rocky Mountains, Upper Midwest, Lower Midwest, Lakes/Mid-Atl., Texas, Southwest, Southeast, Northeast | Residential (New), Residential (Existing) | Refrigeration | 20.7947 | 4.5262 | 9.2546 | 627.9344 | 11.9872 | 11.7535 | 11.5902 | 11.4901 | 11.4675 | 11.5035 | 11.589 | 11.6897 | 11.8871 | 12.074 | 12.1609 | 12.3143 | 12.4941 | 12.7216 | 12.9327 | 13.1567 | 13.3813 | 13.586 | 13.7837 | 13.9692 | 14.1584 | 14.3002 | 14.4101 | 14.5431 | 14.6138 | 14.6463
Prospective Residential Refrigeration | Efficient uncompeted | Northwest, Great Basin, California, Rocky Mountains, Upper Midwest, Lower Midwest, Lakes/Mid-Atl., Texas, Southwest, Southeast, Northeast | Residential (New), Residential (Existing) | Refrigeration | 20.7947 | 4.5262 | 9.2546 | 627.9344 | 11.9872 | 11.7535 | 11.5902 | 11.4901 | 11.4675 | 6.0969 | 6.1422 | 6.1955 | 6.3001 | 6.3992 | 6.4453 | 6.5266 | 6.6219 | 6.7424 | 6.8543 | 6.9731 | 7.0921 | 7.2006 | 7.3054 | 7.4037 | 7.5039 | 7.5791 | 7.6373 | 7.7078 | 7.7453 | 7.7625
Prospective Residential Refrigeration | Baseline competed | Northwest, Great Basin, California, Rocky Mountains, Upper Midwest, Lower Midwest, Lakes/Mid-Atl., Texas, Southwest, Southeast, Northeast | Residential (New), Residential (Existing) | Refrigeration | 20.7947 | 4.5262 | 9.2546 | 627.9344 | -9e-15 | 2e-15 | -3e-15 | 7e-15 | 2e-15 | 0.39395 | 0.39454 | 0.39751 | 0.41552 | 0.43273 | 0.4343 | 0.44655 | 0.46343 | 0.48897 | 0.51261 | 0.53924 | 0.56686 | 0.5916 | 0.61569 | 0.63787 | 0.6614 | 0.67504 | 0.68172 | 0.6938 | 0.69217 | 0.68238
Prospective Residential Refrigeration | Efficient competed | Northwest, Great Basin, California, Rocky Mountains, Upper Midwest, Lower Midwest, Lakes/Mid-Atl., Texas, Southwest, Southeast, Northeast | Residential (New), Residential (Existing) | Refrigeration | 20.7947 | 4.5262 | 9.2546 | 627.9344 | -9e-15 | 2e-15 | -3e-15 | 7e-15 | 2e-15 | 0.20879 | 0.20911 | 0.21068 | 0.22023 | 0.22935 | 0.23018 | 0.23667 | 0.24562 | 0.25915 | 0.27168 | 0.2858 | 0.30043 | 0.31355 | 0.32632 | 0.33807 | 0.35054 | 0.35777 | 0.36131 | 0.36771 | 0.36685 | 0.36166
Ref. Case Clothes Washer | Baseline uncompeted | Northwest, Great Basin, California, Rocky Mountains, Upper Midwest, Lower Midwest, Lakes/Mid-Atl., Texas, Southwest, Southeast, Northeast | Residential (New), Residential (Existing) | Other | 999 | 0 | 999 | 999 | 1.5609 | 1.5486 | 1.5431 | 1.545 | 1.5566 | 1.5761 | 1.6007 | 1.6255 | 1.6632 | 1.6977 | 1.7152 | 1.7415 | 1.769 | 1.8012 | 1.8293 | 1.8575 | 1.8836 | 1.9051 | 1.9251 | 1.9438 | 1.9631 | 1.9758 | 1.9848 | 1.9975 | 2.0025 | 2.0023
Ref. Case Clothes Washer | Efficient uncompeted | Northwest, Great Basin, California, Rocky Mountains, Upper Midwest, Lower Midwest, Lakes/Mid-Atl., Texas, Southwest, Southeast, Northeast | Residential (New), Residential (Existing) | Other | 999 | 0 | 999 | 999 | 1.5609 | 1.5486 | 1.5431 | 1.545 | 1.5566 | 1.5761 | 1.6007 | 1.6255 | 1.6632 | 1.6977 | 1.7152 | 1.7415 | 1.769 | 1.8012 | 1.8293 | 1.8575 | 1.8836 | 1.9051 | 1.9251 | 1.9438 | 1.9631 | 1.9758 | 1.9848 | 1.9975 | 2.0025 | 2.0023
Ref. Case Clothes Washer | Baseline competed | Northwest, Great Basin, California, Rocky Mountains, Upper Midwest, Lower Midwest, Lakes/Mid-Atl., Texas, Southwest, Southeast, Northeast | Residential (New), Residential (Existing) | Other | 999 | 0 | 999 | 999 | 1.5607 | 1.5484 | 1.5429 | 1.5448 | 1.5564 | 1.5759 | 1.6006 | 1.6254 | 1.663 | 1.6975 | 1.715 | 1.7413 | 1.7688 | 1.801 | 1.8292 | 1.8573 | 1.8835 | 1.9049 | 1.925 | 1.9436 | 1.9629 | 1.9756 | 1.9847 | 1.9974 | 2.0023 | 2.0021
Ref. Case Clothes Washer | Efficient competed | Northwest, Great Basin, California, Rocky Mountains, Upper Midwest, Lower Midwest, Lakes/Mid-Atl., Texas, Southwest, Southeast, Northeast | Residential (New), Residential (Existing) | Other | 999 | 0 | 999 | 999 | 1.5607 | 1.5484 | 1.5429 | 1.5448 | 1.5564 | 1.5759 | 1.6006 | 1.6254 | 1.663 | 1.6975 | 1.715 | 1.7413 | 1.7688 | 1.801 | 1.8292 | 1.8573 | 1.8835 | 1.9049 | 1.925 | 1.9436 | 1.9629 | 1.9756 | 1.9847 | 1.9974 | 2.0023 | 2.0021
Ref. Case Com. Chillers | Baseline uncompeted | Northwest, Great Basin, California, Rocky Mountains, Upper Midwest, Lower Midwest, Lakes/Mid-Atl., Texas, Southwest, Southeast, Northeast | Commercial (New), Commercial (Existing) | Cooling (Equip.), Ventilation | 999 | 0 | 999 | 999 | 9.8231 | 9.6785 | 9.5842 | 9.5089 | 9.5178 | 9.5969 | 9.6909 | 9.7729 | 9.9692 | 10.1165 | 10.1773 | 10.2758 | 10.3897 | 10.5421 | 10.6418 | 10.7245 | 10.8092 | 10.8799 | 10.9628 | 11.0391 | 11.1188 | 11.1658 | 11.1938 | 11.2796 | 11.3269 | 11.3443
Ref. Case Com. Chillers | Efficient uncompeted | Northwest, Great Basin, California, Rocky Mountains, Upper Midwest, Lower Midwest, Lakes/Mid-Atl., Texas, Southwest, Southeast, Northeast | Commercial (New), Commercial (Existing) | Cooling (Equip.), Ventilation | 999 | 0 | 999 | 999 | 9.8231 | 9.6785 | 9.5842 | 9.5089 | 9.5178 | 9.5969 | 9.6909 | 9.7729 | 9.9692 | 10.1165 | 10.1773 | 10.2758 | 10.3897 | 10.5421 | 10.6418 | 10.7245 | 10.8092 | 10.8799 | 10.9628 | 11.0391 | 11.1188 | 11.1658 | 11.1938 | 11.2796 | 11.3269 | 11.3443
Ref. Case Com. Chillers | Baseline competed | Northwest, Great Basin, California, Rocky Mountains, Upper Midwest, Lower Midwest, Lakes/Mid-Atl., Texas, Southwest, Southeast, Northeast | Commercial (New), Commercial (Existing) | Cooling (Equip.), Ventilation | 999 | 0 | 999 | 999 | 9.7882 | 9.644 | 9.55 | 9.4749 | 9.4836 | 6.8295 | 6.8862 | 6.9347 | 7.0636 | 7.1583 | 7.1822 | 7.253 | 7.3243 | 7.4227 | 7.4847 | 9.4583 | 9.5302 | 9.5979 | 9.6682 | 9.7325 | 9.7923 | 9.8311 | 9.8531 | 9.9261 | 9.9652 | 9.9783
Ref. Case Com. Chillers | Efficient competed | Northwest, Great Basin, California, Rocky Mountains, Upper Midwest, Lower Midwest, Lakes/Mid-Atl., Texas, Southwest, Southeast, Northeast | Commercial (New), Commercial (Existing) | Cooling (Equip.), Ventilation | 999 | 0 | 999 | 999 | 9.7882 | 9.644 | 9.55 | 9.4749 | 9.4836 | 6.8295 | 6.8862 | 6.9347 | 7.0636 | 7.1583 | 7.1822 | 7.253 | 7.3243 | 7.4227 | 7.4847 | 9.4583 | 9.5302 | 9.5979 | 9.6682 | 9.7325 | 9.7923 | 9.8311 | 9.8531 | 9.9261 | 9.9652 | 9.9783
Ref. Case Com. Plug Loads | Baseline uncompeted | Northwest, Great Basin, California, Rocky Mountains, Upper Midwest, Lower Midwest, Lakes/Mid-Atl., Texas, Southwest, Southeast, Northeast | Commercial (New), Commercial (Existing) | Computers and Electronics | 999 | 0 | 999 | 999 | 21.38 | 21.1269 | 21.0108 | 20.9947 | 21.1373 | 21.4703 | 21.8368 | 22.237 | 22.8337 | 23.3766 | 23.7185 | 24.1641 | 24.5774 | 25.1326 | 25.5968 | 26.0015 | 26.4036 | 26.7457 | 27.1206 | 27.411 | 27.6839 | 27.8941 | 27.9608 | 28.1781 | 28.2043 | 28.1689
Ref. Case Com. Plug Loads | Efficient uncompeted | Northwest, Great Basin, California, Rocky Mountains, Upper Midwest, Lower Midwest, Lakes/Mid-Atl., Texas, Southwest, Southeast, Northeast | Commercial (New), Commercial (Existing) | Computers and Electronics | 999 | 0 | 999 | 999 | 21.38 | 21.1269 | 21.0108 | 20.9947 | 21.1373 | 21.4703 | 21.8368 | 22.237 | 22.8337 | 23.3766 | 23.7185 | 24.1641 | 24.5774 | 25.1326 | 25.5968 | 26.0015 | 26.4036 | 26.7457 | 27.1206 | 27.411 | 27.6839 | 27.8941 | 27.9608 | 28.1781 | 28.2043 | 28.1689
Ref. Case Com. Plug Loads | Baseline competed | Northwest, Great Basin, California, Rocky Mountains, Upper Midwest, Lower Midwest, Lakes/Mid-Atl., Texas, Southwest, Southeast, Northeast | Commercial (New), Commercial (Existing) | Computers and Electronics | 999 | 0 | 999 | 999 | 21.2945 | 21.0424 | 20.9267 | 20.9107 | 21.0527 | 21.3844 | 21.7495 | 22.1481 | 22.7423 | 23.2831 | 23.6237 | 24.0675 | 24.4791 | 25.0321 | 25.4944 | 25.8975 | 26.298 | 26.6387 | 27.0122 | 27.3014 | 27.5732 | 27.7825 | 27.8489 | 28.0654 | 28.0915 | 28.0562
Ref. Case Com. Plug Loads | Efficient competed | Northwest, Great Basin, California, Rocky Mountains, Upper Midwest, Lower Midwest, Lakes/Mid-Atl., Texas, Southwest, Southeast, Northeast | Commercial (New), Commercial (Existing) | Computers and Electronics | 999 | 0 | 999 | 999 | 21.2945 | 21.0424 | 20.9267 | 20.9107 | 21.0527 | 21.3844 | 21.7495 | 22.1481 | 22.7423 | 23.2831 | 23.6237 | 24.0675 | 24.4791 | 25.0321 | 25.4944 | 25.8975 | 26.298 | 26.6387 | 27.0122 | 27.3014 | 27.5732 | 27.7825 | 27.8489 | 28.0654 | 28.0915 | 28.0562
Ref. Case Com. Refrigeration | Baseline uncompeted | Northwest, Great Basin, California, Rocky Mountains, Upper Midwest, Lower Midwest, Lakes/Mid-Atl., Texas, Southwest, Southeast, Northeast | Commercial (New), Commercial (Existing) | Refrigeration | 999 | 0 | 999 | 999 | 18.5164 | 18.2013 | 17.9886 | 17.8342 | 17.7898 | 17.8319 | 17.9363 | 18.0473 | 18.3236 | 18.5373 | 18.5446 | 18.6849 | 18.7915 | 18.9696 | 19.0868 | 19.1556 | 19.2448 | 19.2759 | 19.3201 | 19.3374 | 19.3569 | 19.3241 | 19.2323 | 19.2233 | 19.1026 | 18.9758
Ref. Case Com. Refrigeration | Efficient uncompeted | Northwest, Great Basin, California, Rocky Mountains, Upper Midwest, Lower Midwest, Lakes/Mid-Atl., Texas, Southwest, Southeast, Northeast | Commercial (New), Commercial (Existing) | Refrigeration | 999 | 0 | 999 | 999 | 18.5164 | 18.2013 | 17.9886 | 17.8342 | 17.7898 | 17.8319 | 17.9363 | 18.0473 | 18.3236 | 18.5373 | 18.5446 | 18.6849 | 18.7915 | 18.9696 | 19.0868 | 19.1556 | 19.2448 | 19.2759 | 19.3201 | 19.3374 | 19.3569 | 19.3241 | 19.2323 | 19.2233 | 19.1026 | 18.9758
Ref. Case Com. Refrigeration | Baseline competed | Northwest, Great Basin, California, Rocky Mountains, Upper Midwest, Lower Midwest, Lakes/Mid-Atl., Texas, Southwest, Southeast, Northeast | Commercial (New), Commercial (Existing) | Refrigeration | 999 | 0 | 999 | 999 | 18.5164 | 18.2013 | 17.9886 | 17.8342 | 17.7898 | 17.8319 | 17.9363 | 18.0473 | 18.3236 | 18.5373 | 18.5446 | 18.6849 | 18.7915 | 18.9696 | 19.0868 | 19.1556 | 19.2448 | 19.2759 | 19.3201 | 19.3374 | 19.3569 | 19.3241 | 19.2323 | 19.2233 | 19.1026 | 18.9758
Ref. Case Com. Refrigeration | Efficient competed | Northwest, Great Basin, California, Rocky Mountains, Upper Midwest, Lower Midwest, Lakes/Mid-Atl., Texas, Southwest, Southeast, Northeast | Commercial (New), Commercial (Existing) | Refrigeration | 999 | 0 | 999 | 999 | 18.5164 | 18.2013 | 17.9886 | 17.8342 | 17.7898 | 17.8319 | 17.9363 | 18.0473 | 18.3236 | 18.5373 | 18.5446 | 18.6849 | 18.7915 | 18.9696 | 19.0868 | 19.1556 | 19.2448 | 19.2759 | 19.3201 | 19.3374 | 19.3569 | 19.3241 | 19.2323 | 19.2233 | 19.1026 | 18.9758
Ref. Case LED Bulbs | Baseline uncompeted | Northwest, Great Basin, California, Rocky Mountains, Upper Midwest, Lower Midwest, Lakes/Mid-Atl., Texas, Southwest, Southeast, Northeast | Residential (New), Residential (Existing) | Lighting | -3.5058 | 0 | 999 | 999 | 4.0812 | 3.9914 | 3.9603 | 3.9644 | 3.9893 | 3.9563 | 3.9414 | 3.9383 | 3.9717 | 4.0114 | 4.0278 | 4.0649 | 4.1061 | 4.1561 | 4.1984 | 4.1159 | 4.0505 | 3.9978 | 3.9677 | 3.9572 | 3.9593 | 3.9529 | 3.9431 | 3.9454 | 3.936 | 3.9216
Ref. Case LED Bulbs | Efficient uncompeted | Northwest, Great Basin, California, Rocky Mountains, Upper Midwest, Lower Midwest, Lakes/Mid-Atl., Texas, Southwest, Southeast, Northeast | Residential (New), Residential (Existing) | Lighting | -3.5058 | 0 | 999 | 999 | 4.1322 | 4.0696 | 4.0592 | 4.0809 | 4.1233 | 4.0909 | 4.092 | 4.1049 | 4.1559 | 4.2112 | 4.2396 | 4.2892 | 4.3427 | 4.4055 | 4.46 | 4.3461 | 4.2876 | 4.2421 | 4.2203 | 4.2191 | 4.2311 | 4.234 | 4.233 | 4.2449 | 4.2441 | 4.2377
Ref. Case LED Bulbs | Baseline competed | Northwest, Great Basin, California, Rocky Mountains, Upper Midwest, Lower Midwest, Lakes/Mid-Atl., Texas, Southwest, Southeast, Northeast | Residential (New), Residential (Existing) | Lighting | -3.5058 | 0 | 999 | 999 | 1.6889 | 1.6248 | 1.6038 | 1.6073 | 1.6179 | 1.4724 | 1.468 | 1.4672 | 1.4778 | 1.4906 | 1.4965 | 1.5091 | 1.523 | 1.5397 | 1.5538 | 1.5232 | 1.5031 | 1.4866 | 1.4769 | 1.4733 | 1.4735 | 1.471 | 1.4673 | 1.4675 | 1.4639 | 1.4586
Ref. Case LED Bulbs | Efficient competed | Northwest, Great Basin, California, Rocky Mountains, Upper Midwest, Lower Midwest, Lakes/Mid-Atl., Texas, Southwest, Southeast, Northeast | Residential (New), Residential (Existing) | Lighting | -3.5058 | 0 | 999 | 999 | 1.7095 | 1.6564 | 1.6438 | 1.6545 | 1.6722 | 1.5172 | 1.519 | 1.5244 | 1.5417 | 1.5604 | 1.5708 | 1.5881 | 1.6066 | 1.628 | 1.6467 | 1.6038 | 1.5868 | 1.5734 | 1.567 | 1.5671 | 1.5712 | 1.5723 | 1.572 | 1.5759 | 1.5757 | 1.5735
Ref. Case Res. Dishwasher | Baseline uncompeted | Northwest, Great Basin, California, Rocky Mountains, Upper Midwest, Lower Midwest, Lakes/Mid-Atl., Texas, Southwest, Southeast, Northeast | Residential (New), Residential (Existing) | Other | 999 | 0 | 999 | 999 | 1.1819 | 1.1799 | 1.1826 | 1.192 | 1.21 | 1.2352 | 1.266 | 1.2986 | 1.3427 | 1.3862 | 1.4177 | 1.4547 | 1.4935 | 1.5364 | 1.5764 | 1.6164 | 1.6555 | 1.6909 | 1.7258 | 1.7599 | 1.7943 | 1.8229 | 1.8478 | 1.8757 | 1.8965 | 1.912
Ref. Case Res. Dishwasher | Efficient uncompeted | Northwest, Great Basin, California, Rocky Mountains, Upper Midwest, Lower Midwest, Lakes/Mid-Atl., Texas, Southwest, Southeast, Northeast | Residential (New), Residential (Existing) | Other | 999 | 0 | 999 | 999 | 1.1819 | 1.1799 | 1.1826 | 1.192 | 1.21 | 1.2352 | 1.266 | 1.2986 | 1.3427 | 1.3862 | 1.4177 | 1.4547 | 1.4935 | 1.5364 | 1.5764 | 1.6164 | 1.6555 | 1.6909 | 1.7258 | 1.7599 | 1.7943 | 1.8229 | 1.8478 | 1.8757 | 1.8965 | 1.912
Ref. Case Res. Dishwasher | Baseline competed | Northwest, Great Basin, California, Rocky Mountains, Upper Midwest, Lower Midwest, Lakes/Mid-Atl., Texas, Southwest, Southeast, Northeast | Residential (New), Residential (Existing) | Other | 999 | 0 | 999 | 999 | 1.1819 | 1.1799 | 1.1826 | 1.192 | 1.21 | 1.2352 | 1.266 | 1.2986 | 1.3427 | 1.3862 | 1.4177 | 1.4547 | 1.4935 | 1.5364 | 1.5764 | 1.6164 | 1.6555 | 1.6909 | 1.7258 | 1.7599 | 1.7943 | 1.8229 | 1.8478 | 1.8757 | 1.8965 | 1.912
Ref. Case Res. Dishwasher | Efficient competed | Northwest, Great Basin, California, Rocky Mountains, Upper Midwest, Lower Midwest, Lakes/Mid-Atl., Texas, Southwest, Southeast, Northeast | Residential (New), Residential (Existing) | Other | 999 | 0 | 999 | 999 | 1.1819 | 1.1799 | 1.1826 | 1.192 | 1.21 | 1.2352 | 1.266 | 1.2986 | 1.3427 | 1.3862 | 1.4177 | 1.4547 | 1.4935 | 1.5364 | 1.5764 | 1.6164 | 1.6555 | 1.6909 | 1.7258 | 1.7599 | 1.7943 | 1.8229 | 1.8478 | 1.8757 | 1.8965 | 1.912
Ref. Case Res. Oil WH | Baseline uncompeted | Northwest, Great Basin, California, Rocky Mountains, Upper Midwest, Lower Midwest, Lakes/Mid-Atl., Texas, Southwest, Southeast, Northeast | Residential (New), Residential (Existing) | Water Heating | -21.4148 | 999 | 647.8166 | 8737.747 | 1.092 | 1.0455 | 1.0043 | 0.97362 | 0.95988 | 0.94839 | 0.94038 | 0.92858 | 0.91695 | 0.90305 | 0.89241 | 0.87718 | 0.86497 | 0.85199 | 0.838 | 0.82463 | 0.81454 | 0.80075 | 0.79067 | 0.77605 | 0.76561 | 0.75948 | 0.74919 | 0.7396 | 0.73102 | 0.72123
Ref. Case Res. Oil WH | Efficient uncompeted | Northwest, Great Basin, California, Rocky Mountains, Upper Midwest, Lower Midwest, Lakes/Mid-Atl., Texas, Southwest, Southeast, Northeast | Residential (New), Residential (Existing) | Water Heating | -21.4148 | 999 | 647.8166 | 8737.747 | 1.0749 | 1.0292 | 0.98863 | 0.95841 | 0.94488 | 0.93357 | 0.92569 | 0.91407 | 0.90263 | 0.88894 | 0.87846 | 0.86347 | 0.85145 | 0.83868 | 0.8249 | 0.81174 | 0.80181 | 0.78823 | 0.77831 | 0.76392 | 0.75364 | 0.74762 | 0.73748 | 0.72804 | 0.7196 | 0.70996
Ref. Case Res. Oil WH | Baseline competed | Northwest, Great Basin, California, Rocky Mountains, Upper Midwest, Lower Midwest, Lakes/Mid-Atl., Texas, Southwest, Southeast, Northeast | Residential (New), Residential (Existing) | Water Heating | -21.4148 | 999 | 647.8166 | 8737.747 | 0 | 0 | 0 | 0 | 0 | 0 | 0 | 0 | 0 | 0 | 0 | 0 | 0 | 0 | 0 | 0 | 0 | 0 | 0 | 0 | -1e-15 | 0 | 0 | 0 | 0 | 0
Ref. Case Res. Oil WH | Efficient competed | Northwest, Great Basin, California, Rocky Mountains, Upper Midwest, Lower Midwest, Lakes/Mid-Atl., Texas, Southwest, Southeast, Northeast | Residential (New), Residential (Existing) | Water Heating | -21.4148 | 999 | 647.8166 | 8737.747 | 0 | 0 | 0 | 0 | 0 | 0 | 0 | 0 | 0 | 0 | 0 | 0 | 0 | 0 | 0 | 0 | 0 | 0 | 0 | 0 | 0 | 0 | 0 | 0 | 0 | 0
Ref. Case Res. Pool Pump | Baseline uncompeted | Northwest, Great Basin, California, Rocky Mountains, Upper Midwest, Lower Midwest, Lakes/Mid-Atl., Texas, Southwest, Southeast, Northeast | Residential (New), Residential (Existing) | Other | 999 | 0 | 999 | 999 | 3.5769 | 3.5676 | 3.5779 | 3.6049 | 3.6591 | 3.736 | 3.833 | 3.9367 | 4.0839 | 4.2293 | 4.3432 | 4.4956 | 4.6594 | 4.8424 | 5.0157 | 5.1973 | 5.3833 | 5.5669 | 5.754 | 5.9383 | 6.1283 | 6.3025 | 6.4714 | 6.6479 | 6.8023 | 6.9434
Ref. Case Res. Pool Pump | Efficient uncompeted | Northwest, Great Basin, California, Rocky Mountains, Upper Midwest, Lower Midwest, Lakes/Mid-Atl., Texas, Southwest, Southeast, Northeast | Residential (New), Residential (Existing) | Other | 999 | 0 | 999 | 999 | 3.5769 | 3.5676 | 3.5779 | 3.6049 | 3.6591 | 3.736 | 3.833 | 3.9367 | 4.0839 | 4.2293 | 4.3432 | 4.4956 | 4.6594 | 4.8424 | 5.0157 | 5.1973 | 5.3833 | 5.5669 | 5.754 | 5.9383 | 6.1283 | 6.3025 | 6.4714 | 6.6479 | 6.8023 | 6.9434
Ref. Case Res. Pool Pump | Baseline competed | Northwest, Great Basin, California, Rocky Mountains, Upper Midwest, Lower Midwest, Lakes/Mid-Atl., Texas, Southwest, Southeast, Northeast | Residential (New), Residential (Existing) | Other | 999 | 0 | 999 | 999 | 0.11792 | 0.16195 | 0.21811 | 0.28514 | 0.34737 | 0.082455 | 0.087439 | 0.092201 | 0.090808 | 0.090211 | 0.074747 | 0.074744 | 0.074306 | 0.073095 | 0.072891 | 0.071417 | 0.071514 | 0.072002 | 0.072635 | 0.073595 | 0.070269 | 0.071567 | 0.073056 | 0.074375 | 0.076161 | 0.076295
Ref. Case Res. Pool Pump | Efficient competed | Northwest, Great Basin, California, Rocky Mountains, Upper Midwest, Lower Midwest, Lakes/Mid-Atl., Texas, Southwest, Southeast, Northeast | Residential (New), Residential (Existing) | Other | 999 | 0 | 999 | 999 | 0.11792 | 0.16195 | 0.21811 | 0.28514 | 0.34737 | 0.082455 | 0.087439 | 0.092201 | 0.090808 | 0.090211 | 0.074747 | 0.074744 | 0.074306 | 0.073095 | 0.072891 | 0.071417 | 0.071514 | 0.072002 | 0.072635 | 0.073595 | 0.070269 | 0.071567 | 0.073056 | 0.074375 | 0.076161 | 0.076295
Res. Cooking (FS) | Baseline uncompeted | Northwest, Great Basin, California, Rocky Mountains, Upper Midwest, Lower Midwest, Lakes/Mid-Atl., Texas, Southwest, Southeast, Northeast | Residential (New), Residential (Existing) | Cooking | -9.3568 | 46.09 | 39.4385 | 446.2676 | 1.253 | 1.193 | 1.1535 | 1.1291 | 1.1382 | 1.1472 | 1.1634 | 1.1797 | 1.2031 | 1.2243 | 1.245 | 1.2603 | 1.2798 | 1.3058 | 1.3175 | 1.3393 | 1.362 | 1.3769 | 1.3878 | 1.3955 | 1.4153 | 1.4653 | 1.4768 | 1.486 | 1.4995 | 1.5164
Res. Cooking (FS) | Efficient uncompeted | Northwest, Great Basin, California, Rocky Mountains, Upper Midwest, Lower Midwest, Lakes/Mid-Atl., Texas, Southwest, Southeast, Northeast | Residential (New), Residential (Existing) | Cooking | -9.3568 | 46.09 | 39.4385 | 446.2676 | 0.83191 | 0.82133 | 0.81622 | 0.81479 | 0.81807 | 0.8241 | 0.83341 | 0.8454 | 0.86087 | 0.8766 | 0.88607 | 0.89803 | 0.91084 | 0.92664 | 0.9426 | 0.95739 | 0.97233 | 0.9857 | 0.99868 | 1.0099 | 1.0216 | 1.0305 | 1.0369 | 1.0465 | 1.05 | 1.052
Res. Cooking (FS) | Baseline competed | Northwest, Great Basin, California, Rocky Mountains, Upper Midwest, Lower Midwest, Lakes/Mid-Atl., Texas, Southwest, Southeast, Northeast | Residential (New), Residential (Existing) | Cooking | -9.3568 | 46.09 | 39.4385 | 446.2676 | 1.253 | 1.193 | 1.1535 | 1.1291 | 1.1382 | 1.1472 | 1.1634 | 1.1797 | 1.2031 | 1.2243 | 1.245 | 1.2603 | 1.2798 | 1.3058 | 1.3175 | 1.3393 | 1.362 | 1.3769 | 1.3878 | 1.3955 | 1.4153 | 1.4653 | 1.4768 | 1.486 | 1.4995 | 1.5164
Res. Cooking (FS) | Efficient competed | Northwest, Great Basin, California, Rocky Mountains, Upper Midwest, Lower Midwest, Lakes/Mid-Atl., Texas, Southwest, Southeast, Northeast | Residential (New), Residential (Existing) | Cooking | -9.3568 | 46.09 | 39.4385 | 446.2676 | 0.83191 | 0.82133 | 0.81622 | 0.81479 | 0.81807 | 0.8241 | 0.83341 | 0.8454 | 0.86087 | 0.8766 | 0.88607 | 0.89803 | 0.91084 | 0.92664 | 0.9426 | 0.95739 | 0.97233 | 0.9857 | 0.99868 | 1.0099 | 1.0216 | 1.0305 | 1.0369 | 1.0465 | 1.05 | 1.052